## Base
| Lamp Name | Lamp Name | Lamp Current (mA) | Nominal Lamp Watts (W) | Lamp Type | RW Ballast Catalog Number | Ballast Starting Method | 1 or 2 Lamps | Dimming & Remote Relay | Input voltage
10T5VH/C | 10T5VH/C | 10T5VH/C - 17W, 425 mA, Instant Start Lamp | 425 | 17 | Instant | IAQ230G6MV | Instant | Y | N | 100V-240V (+/-10%)
20390 Osram HNS S 7 W G23 | 20390 Osram HNS S 7 W G23 | 20390 Osram HNS S 7 W G23 - 7W, 170 mA, Rapid Start Lamp | 170 | 7 | Rapid | RPZ109V120 | Rapid | N | N | 120V (+/-10%)
20390 Osram HNS S 7 W G23 | 20390 Osram HNS S 7 W G23 | 20390 Osram HNS S 7 W G23 - 7W, 170 mA, Rapid Start Lamp | 170 | 7 | Rapid | RPZ211V120 | Rapid | Y | N | 120V (+/-10%)
20390 Osram HNS S 7 W G23 | 20390 Osram HNS S 7 W G23 | 20390 Osram HNS S 7 W G23 - 7W, 170 mA, Rapid Start Lamp | 170 | 7 | Rapid | RPZ109V230 | Rapid | N | N | 230V (+/-10%)
20390 Osram HNS S 7 W G23 | 20390 Osram HNS S 7 W G23 | 20390 Osram HNS S 7 W G23 - 7W, 170 mA, Rapid Start Lamp | 170 | 7 | Rapid | RPZ211V230 | Rapid | Y | N | 230V (+/-10%)
20849 Osram HNS L 24 W 2G11 | 20849 Osram HNS L 24 W 2G11 | 20849 Osram HNS L 24 W 2G11 - 24W, 340 mA, Preheat Start Lamp | 340 | 24 | Preheat | RPZ123V120 | Rapid | N | N | 120V (+/-10%)
20849 Osram HNS L 24 W 2G11 | 20849 Osram HNS L 24 W 2G11 | 20849 Osram HNS L 24 W 2G11 - 24W, 340 mA, Preheat Start Lamp | 340 | 24 | Preheat | RPZ123V230 | Rapid | N | N | 230V (+/-10%)
21054 Osram HNS L 18 W 2G11 | 21054 Osram HNS L 18 W 2G11 | 21054 Osram HNS L 18 W 2G11 - 18W, 380 mA, Preheat Start Lamp | 380 | 18 | Preheat | PAQ230G6MV | Program | Y | N | 100V-240V (+/-10%)
21054 Osram HNS L 18 W 2G11 | 21054 Osram HNS L 18 W 2G11 | 21054 Osram HNS L 18 W 2G11 - 18W, 380 mA, Preheat Start Lamp | 380 | 18 | Preheat | PSM2GPH24IVL | Program | Y | N | 100V-277V (+/-10%)
21054 Osram HNS L 18 W 2G11 | 21054 Osram HNS L 18 W 2G11 | 21054 Osram HNS L 18 W 2G11 - 18W, 380 mA, Preheat Start Lamp | 380 | 18 | Preheat | PSM2GPH24IV | Program | Y | Y | 100V-277V (+/-10%)
21054 Osram HNS L 18 W 2G11 | 21054 Osram HNS L 18 W 2G11 | 21054 Osram HNS L 18 W 2G11 - 18W, 380 mA, Preheat Start Lamp | 380 | 18 | Preheat | PSM2GPH18MVDW | Program | N | N | 120V-277V (+/-10%)
21054 Osram HNS L 18 W 2G11 | 21054 Osram HNS L 18 W 2G11 | 21054 Osram HNS L 18 W 2G11 - 18W, 380 mA, Preheat Start Lamp | 380 | 18 | Preheat | RSN1GPH20120 | Rapid | N | N | 120V (+/-10%)
21061 Osram HNS 8 W G5 | 21061 Osram HNS 8 W G5 | 21061 Osram HNS 8 W G5 - 8W, 150 mA, Preheat Start Lamp | 150 | 8 | Preheat | RPZ109V120 | Rapid | N | N | 120V (+/-10%)
21061 Osram HNS 8 W G5 | 21061 Osram HNS 8 W G5 | 21061 Osram HNS 8 W G5 - 8W, 150 mA, Preheat Start Lamp | 150 | 8 | Preheat | RPZ109V230 | Rapid | N | N | 230V (+/-10%)
21061 Osram HNS 8 W G5 | 21061 Osram HNS 8 W G5 | 21061 Osram HNS 8 W G5 - 8W, 150 mA, Preheat Start Lamp | 150 | 8 | Preheat | RPZ211V120 | Rapid | Y | N | 120V (+/-10%)
21061 Osram HNS 8 W G5 | 21061 Osram HNS 8 W G5 | 21061 Osram HNS 8 W G5 - 8W, 150 mA, Preheat Start Lamp | 150 | 8 | Preheat | RPZ211V230 | Rapid | Y | N | 230V (+/-10%)
21062 Osram HNS S 9 W G23 | 21062 Osram HNS S 9 W G23 | 21062 Osram HNS S 9 W G23 - 9W, 170 mA, Rapid Start Lamp | 170 | 9 | Rapid | RPZ109V230 | Rapid | N | N | 230V (+/-10%)
21062 Osram HNS S 9 W G23 | 21062 Osram HNS S 9 W G23 | 21062 Osram HNS S 9 W G23 - 9W, 170 mA, Rapid Start Lamp | 170 | 9 | Rapid | RPZ211V230 | Rapid | Y | N | 230V (+/-10%)
21062 Osram HNS S 9 W G23 | 21062 Osram HNS S 9 W G23 | 21062 Osram HNS S 9 W G23 - 9W, 170 mA, Rapid Start Lamp | 170 | 9 | Rapid | RPZ109V120 | Rapid | N | N | 120V (+/-10%)
21062 Osram HNS S 9 W G23 | 21062 Osram HNS S 9 W G23 | 21062 Osram HNS S 9 W G23 - 9W, 170 mA, Rapid Start Lamp | 170 | 9 | Rapid | RPZ211V120 | Rapid | Y | N | 120V (+/-10%)
21080 Osram HNS 30W G13 | 21080 Osram HNS 30W G13 | 21080 Osram HNS 30W G13 - 30W, 360 mA, Preheat Start Lamp | 360 | 30 | Preheat | PSM2GPH24IVL | Program | N | N | 100V-277V (+/-10%)
21080 Osram HNS 30W G13 | 21080 Osram HNS 30W G13 | 21080 Osram HNS 30W G13 - 30W, 360 mA, Preheat Start Lamp | 360 | 30 | Preheat | PAQ230G6MV | Program | Y | N | 100V-240V (+/-10%)
21080 Osram HNS 30W G13 | 21080 Osram HNS 30W G13 | 21080 Osram HNS 30W G13 - 30W, 360 mA, Preheat Start Lamp | 360 | 30 | Preheat | PSM2GPH24IV | Program | N | Y | 100V-277V (+/-10%)
21080 Osram HNS 30W G13 | 21080 Osram HNS 30W G13 | 21080 Osram HNS 30W G13 - 30W, 360 mA, Preheat Start Lamp | 360 | 30 | Preheat | PSM2GPH18MVDW | Program | N | N | 120V-277V (+/-10%)
21259 Osram HNS 15W G13 | 21259 Osram HNS 15W G13 | 21259 Osram HNS 15W G13 - 15W, 330 mA, Preheat Start Lamp | 330 | 15 | Preheat | RPZ117V120 | Rapid | N | N | 120V (+/-10%)
21259 Osram HNS 15W G13 | 21259 Osram HNS 15W G13 | 21259 Osram HNS 15W G13 - 15W, 330 mA, Preheat Start Lamp | 330 | 15 | Preheat | RPZ117V230 | Rapid | N | N | 230V (+/-10%)
21283 Osram HNS 55 W G13 | 21283 Osram HNS 55 W G13 | 21283 Osram HNS 55 W G13 - 55W, 770 mA, Preheat Start Lamp | 770 | 55 | Preheat | PSP2GPH48HOIVL | Program | N | N | 100V-277V (+/-10%)
21283 Osram HNS 55 W G13 | 21283 Osram HNS 55 W G13 | 21283 Osram HNS 55 W G13 - 55W, 770 mA, Preheat Start Lamp | 770 | 55 | Preheat | PAQ230G6HOMV | Program | Y | N | 100V-240V (+/-10%)
21283 Osram HNS 55 W G13 | 21283 Osram HNS 55 W G13 | 21283 Osram HNS 55 W G13 - 55W, 770 mA, Preheat Start Lamp | 770 | 55 | Preheat | PSP2GPH40HOIVDW | Program | N | N | 100V-277V (+/-10%)
21283 Osram HNS 55 W G13 | 21283 Osram HNS 55 W G13 | 21283 Osram HNS 55 W G13 - 55W, 770 mA, Preheat Start Lamp | 770 | 55 | Preheat | PSP2GPH48HOIV | Program | N | Y | 100V-277V (+/-10%)
21283 Osram HNS 55 W G13 | 21283 Osram HNS 55 W G13 | 21283 Osram HNS 55 W G13 - 55W, 770 mA, Preheat Start Lamp | 770 | 55 | Preheat | PSR2GPH55HOMV | Program | N | N | 120V-277V (+/-10%)
21283 Osram HNS 55 W G13 | 21283 Osram HNS 55 W G13 | 21283 Osram HNS 55 W G13 - 55W, 770 mA, Preheat Start Lamp | 770 | 55 | Preheat | PSP2GPH75HOHV | Program | Y | Y | 220V-277V (+/-10%)
21283 Osram HNS 55 W G13 | 21283 Osram HNS 55 W G13 | 21283 Osram HNS 55 W G13 - 55W, 770 mA, Preheat Start Lamp | 770 | 55 | Preheat | PSP2GPH75HOHVL | Program | Y | N | 220V-277V (+/-10%)
23354 Osram HNS 11W G5 | 23354 Osram HNS 11W G5 | 23354 Osram HNS 11W G5 - 11W, 410 mA, Preheat Start Lamp | 410 | 11 | Preheat | PSM2GPH24IVL | Program | Y | N | 100V-277V (+/-10%)
23354 Osram HNS 11W G5 | 23354 Osram HNS 11W G5 | 23354 Osram HNS 11W G5 - 11W, 410 mA, Preheat Start Lamp | 410 | 11 | Preheat | PSM2GPH18MVDW | Program | Y | N | 120V-277V (+/-10%)
23354 Osram HNS 11W G5 | 23354 Osram HNS 11W G5 | 23354 Osram HNS 11W G5 - 11W, 410 mA, Preheat Start Lamp | 410 | 11 | Preheat | PSM2GPH24IV | Program | Y | Y | 100V-277V (+/-10%)
23354 Osram HNS 11W G5 | 23354 Osram HNS 11W G5 | 23354 Osram HNS 11W G5 - 11W, 410 mA, Preheat Start Lamp | 410 | 11 | Preheat | RSN1GPH20120 | Rapid | N | N | 120V (+/-10%)
23354 Osram HNS 11W G5 | 23354 Osram HNS 11W G5 | 23354 Osram HNS 11W G5 - 11W, 410 mA, Preheat Start Lamp | 410 | 11 | Preheat | EZ24-PSM1GPH18DW24 | Program | N | N | 19.2V-31.2Vac/Vdc
23354 Osram HNS 11W G5 | 23354 Osram HNS 11W G5 | 23354 Osram HNS 11W G5 - 11W, 410 mA, Preheat Start Lamp | 410 | 11 | Preheat | PSM2GPH15V12-24 | Program | Y | N | 12-24 Vdc only (+/- 10%)
23392 Osram HNS L 36 W 2G11 | 23392 Osram HNS L 36 W 2G11 | 23392 Osram HNS L 36 W 2G11 - 36W, 440 mA, Preheat Start Lamp | 440 | 36 | Preheat | RSW240V120 | Rapid | Y | N | 120V (+/-10%)
23392 Osram HNS L 36 W 2G11 | 23392 Osram HNS L 36 W 2G11 | 23392 Osram HNS L 36 W 2G11 - 36W, 440 mA, Preheat Start Lamp | 440 | 36 | Preheat | PAQ230G6MV | Program | Y | N | 100V-240V (+/-10%)
23392 Osram HNS L 36 W 2G11 | 23392 Osram HNS L 36 W 2G11 | 23392 Osram HNS L 36 W 2G11 - 36W, 440 mA, Preheat Start Lamp | 440 | 36 | Preheat | PSM2GPH24IV | Program | N | Y | 100V-277V (+/-10%)
23392 Osram HNS L 36 W 2G11 | 23392 Osram HNS L 36 W 2G11 | 23392 Osram HNS L 36 W 2G11 - 36W, 440 mA, Preheat Start Lamp | 440 | 36 | Preheat | PSM2GPH24IVL | Program | N | N | 100V-277V (+/-10%)
23396 Osram HNS S 5 W G23 | 23396 Osram HNS S 5 W G23 | 23396 Osram HNS S 5 W G23 - 5W, 180 mA, Rapid Start Lamp | 180 | 5 | Rapid | RPZ109V120 | Rapid | N | N | 120V (+/-10%)
23396 Osram HNS S 5 W G23 | 23396 Osram HNS S 5 W G23 | 23396 Osram HNS S 5 W G23 - 5W, 180 mA, Rapid Start Lamp | 180 | 5 | Rapid | RPZ211V120 | Rapid | Y | N | 120V (+/-10%)
23396 Osram HNS S 5 W G23 | 23396 Osram HNS S 5 W G23 | 23396 Osram HNS S 5 W G23 - 5W, 180 mA, Rapid Start Lamp | 180 | 5 | Rapid | RPZ109V230 | Rapid | N | N | 230V (+/-10%)
23396 Osram HNS S 5 W G23 | 23396 Osram HNS S 5 W G23 | 23396 Osram HNS S 5 W G23 - 5W, 180 mA, Rapid Start Lamp | 180 | 5 | Rapid | RPZ211V230 | Rapid | Y | N | 230V (+/-10%)
23398 Osram HNS S11W G23 | 23398 Osram HNS S11W G23 | 23398 Osram HNS S11W G23 - 11W, 150 mA, Preheat Start Lamp | 150 | 11 | Preheat | RPZ109V230 | Rapid | N | N | 230V (+/-10%)
23398 Osram HNS S11W G23 | 23398 Osram HNS S11W G23 | 23398 Osram HNS S11W G23 - 11W, 150 mA, Preheat Start Lamp | 150 | 11 | Preheat | RPZ211V230 | Rapid | Y | N | 230V (+/-10%)
23398 Osram HNS S11W G23 | 23398 Osram HNS S11W G23 | 23398 Osram HNS S11W G23 - 11W, 150 mA, Preheat Start Lamp | 150 | 11 | Preheat | RPZ109V120 | Rapid | N | N | 120V (+/-10%)
23398 Osram HNS S11W G23 | 23398 Osram HNS S11W G23 | 23398 Osram HNS S11W G23 - 11W, 150 mA, Preheat Start Lamp | 150 | 11 | Preheat | RPZ211V120 | Rapid | Y | N | 120V (+/-10%)
23399 Osram HNS 6 W G5 | 23399 Osram HNS 6 W G5 | 23399 Osram HNS 6 W G5 - 6W, 160 mA, Preheat Start Lamp | 160 | 6 | Preheat | RPZ109V120 | Rapid | N | N | 120V (+/-10%)
23399 Osram HNS 6 W G5 | 23399 Osram HNS 6 W G5 | 23399 Osram HNS 6 W G5 - 6W, 160 mA, Preheat Start Lamp | 160 | 6 | Preheat | RPZ211V120 | Rapid | Y | N | 120V (+/-10%)
23399 Osram HNS 6 W G5 | 23399 Osram HNS 6 W G5 | 23399 Osram HNS 6 W G5 - 6W, 160 mA, Preheat Start Lamp | 160 | 6 | Preheat | RPZ109V230 | Rapid | N | N | 230V (+/-10%)
23399 Osram HNS 6 W G5 | 23399 Osram HNS 6 W G5 | 23399 Osram HNS 6 W G5 - 6W, 160 mA, Preheat Start Lamp | 160 | 6 | Preheat | RPZ211V230 | Rapid | Y | N | 230V (+/-10%)
23401 Osram HNS L 55W 2G11 | 23401 Osram HNS L 55W 2G11 | 23401 Osram HNS L 55W 2G11 - 55W, 550 mA, Preheat Start Lamp | 550 | 55 | Preheat | PSP2GPH25HOIVDW | Program | N | N | 100V-277V (+/-10%)
23402 Osram HNS L 60W 2G11 | 23402 Osram HNS L 60W 2G11 | 23402 Osram HNS L 60W 2G11 - 60W, 800 mA, Preheat Start Lamp | 800 | 60 | Preheat | PSP2GPH48HOIVL | Program | N | N | 100V-277V (+/-10%)
23402 Osram HNS L 60W 2G11 | 23402 Osram HNS L 60W 2G11 | 23402 Osram HNS L 60W 2G11 - 60W, 800 mA, Preheat Start Lamp | 800 | 60 | Preheat | PAQ230G6HOMV | Program | Y | N | 100V-240V (+/-10%)
23402 Osram HNS L 60W 2G11 | 23402 Osram HNS L 60W 2G11 | 23402 Osram HNS L 60W 2G11 - 60W, 800 mA, Preheat Start Lamp | 800 | 60 | Preheat | PSP2GPH40HOIVDW | Program | N | N | 100V-277V (+/-10%)
23402 Osram HNS L 60W 2G11 | 23402 Osram HNS L 60W 2G11 | 23402 Osram HNS L 60W 2G11 - 60W, 800 mA, Preheat Start Lamp | 800 | 60 | Preheat | PSP2GPH48HOIV | Program | N | Y | 100V-277V (+/-10%)
23402 Osram HNS L 60W 2G11 | 23402 Osram HNS L 60W 2G11 | 23402 Osram HNS L 60W 2G11 - 60W, 800 mA, Preheat Start Lamp | 800 | 60 | Preheat | PSR2GPH55HOMV | Program | N | N | 120V-277V (+/-10%)
23402 Osram HNS L 60W 2G11 | 23402 Osram HNS L 60W 2G11 | 23402 Osram HNS L 60W 2G11 - 60W, 800 mA, Preheat Start Lamp | 800 | 60 | Preheat | PSP2GPH75HOHV | Program | Y | Y | 220V-277V (+/-10%)
23402 Osram HNS L 60W 2G11 | 23402 Osram HNS L 60W 2G11 | 23402 Osram HNS L 60W 2G11 - 60W, 800 mA, Preheat Start Lamp | 800 | 60 | Preheat | PSP2GPH75HOHVL | Program | Y | N | 220V-277V (+/-10%)
23403 Osram HNS L 95 W 2G11 | 23403 Osram HNS L 95 W 2G11 | 23403 Osram HNS L 95 W 2G11 - 95W, 800 mA, Preheat Start Lamp | 800 | 95 | Preheat | PAQ164G6HOMV | Program | N | N | 100V-240V (+/-10%)
23403 Osram HNS L 95 W 2G11 | 23403 Osram HNS L 95 W 2G11 | 23403 Osram HNS L 95 W 2G11 - 95W, 800 mA, Preheat Start Lamp | 800 | 95 | Preheat | PAQ264G6HOMV | Program | Y | N | 100V-240V (+/-10%)
23403 Osram HNS L 95 W 2G11 | 23403 Osram HNS L 95 W 2G11 | 23403 Osram HNS L 95 W 2G11 - 95W, 800 mA, Preheat Start Lamp | 800 | 95 | Preheat | PSP2GPH48HOIVL | Program | N | N | 100V-277V (+/-10%)
23403 Osram HNS L 95 W 2G11 | 23403 Osram HNS L 95 W 2G11 | 23403 Osram HNS L 95 W 2G11 - 95W, 800 mA, Preheat Start Lamp | 800 | 95 | Preheat | PSP2GPH48HOIV | Program | N | Y | 100V-277V (+/-10%)
23403 Osram HNS L 95 W 2G11 | 23403 Osram HNS L 95 W 2G11 | 23403 Osram HNS L 95 W 2G11 - 95W, 800 mA, Preheat Start Lamp | 800 | 95 | Preheat | PSP2GPH75HOHV | Program | N | Y | 220V-277V (+/-10%)
23403 Osram HNS L 95 W 2G11 | 23403 Osram HNS L 95 W 2G11 | 23403 Osram HNS L 95 W 2G11 - 95W, 800 mA, Preheat Start Lamp | 800 | 95 | Preheat | PSP2GPH75HOHVL | Program | N | N | 220V-277V (+/-10%)
55030 Osram HNS 16W 4P SE | 55030 Osram HNS 16W 4P SE | 55030 Osram HNS 16W 4P SE - 16W, 400 mA, Preheat Start Lamp | 400 | 16 | Preheat | PSM2GPH18MVDW | Program | Y | N | 120V-277V (+/-10%)
55030 Osram HNS 16W 4P SE | 55030 Osram HNS 16W 4P SE | 55030 Osram HNS 16W 4P SE - 16W, 400 mA, Preheat Start Lamp | 400 | 16 | Preheat | PSM2GPH24IV | Program | Y | Y | 100V-277V (+/-10%)
55030 Osram HNS 16W 4P SE | 55030 Osram HNS 16W 4P SE | 55030 Osram HNS 16W 4P SE - 16W, 400 mA, Preheat Start Lamp | 400 | 16 | Preheat | PSM2GPH24IVL | Program | Y | N | 100V-277V (+/-10%)
55030 Osram HNS 16W 4P SE | 55030 Osram HNS 16W 4P SE | 55030 Osram HNS 16W 4P SE - 16W, 400 mA, Preheat Start Lamp | 400 | 16 | Preheat | RSN1GPH20120 | Rapid | N | N | 120V (+/-10%)
55030 Osram HNS 16W 4P SE | 55030 Osram HNS 16W 4P SE | 55030 Osram HNS 16W 4P SE - 16W, 400 mA, Preheat Start Lamp | 400 | 16 | Preheat | EZ24-PSM1GPH18DW24 | Program | N | N | 19.2V-31.2Vac/Vdc
55030 Osram HNS 16W 4P SE | 55030 Osram HNS 16W 4P SE | 55030 Osram HNS 16W 4P SE - 16W, 400 mA, Preheat Start Lamp | 400 | 16 | Preheat | PSM2GPH15V12-24 | Program | N | N | 12-24 Vdc only (+/- 10%)
55031 Osram HNS 20W 4P SE | 55031 Osram HNS 20W 4P SE | 55031 Osram HNS 20W 4P SE - 20W, 450 mA, Preheat Start Lamp | 450 | 20 | Preheat | PAQ230G6MV | Program | Y | N | 100V-240V (+/-10%)
55031 Osram HNS 20W 4P SE | 55031 Osram HNS 20W 4P SE | 55031 Osram HNS 20W 4P SE - 20W, 450 mA, Preheat Start Lamp | 450 | 20 | Preheat | PSM2GPH24IV | Program | Y | Y | 100V-277V (+/-10%)
55031 Osram HNS 20W 4P SE | 55031 Osram HNS 20W 4P SE | 55031 Osram HNS 20W 4P SE - 20W, 450 mA, Preheat Start Lamp | 450 | 20 | Preheat | PSM2GPH18MVDW | Program | N | N | 120V-277V (+/-10%)
55031 Osram HNS 20W 4P SE | 55031 Osram HNS 20W 4P SE | 55031 Osram HNS 20W 4P SE - 20W, 450 mA, Preheat Start Lamp | 450 | 20 | Preheat | PSM2GPH24IVL | Program | Y | N | 100V-277V (+/-10%)
55031 Osram HNS 20W 4P SE | 55031 Osram HNS 20W 4P SE | 55031 Osram HNS 20W 4P SE - 20W, 450 mA, Preheat Start Lamp | 450 | 20 | Preheat | RSN1GPH20120 | Rapid | N | N | 120V (+/-10%)
55032 Osram HNS 36W 4P SE | 55032 Osram HNS 36W 4P SE | 55032 Osram HNS 36W 4P SE - 36W, 430 mA, Preheat Start Lamp | 430 | 36 | Preheat | RSW240V120 | Rapid | Y | N | 120V (+/-10%)
55032 Osram HNS 36W 4P SE | 55032 Osram HNS 36W 4P SE | 55032 Osram HNS 36W 4P SE - 36W, 430 mA, Preheat Start Lamp | 430 | 36 | Preheat | PAQ230G6MV | Program | Y | N | 100V-240V (+/-10%)
55032 Osram HNS 36W 4P SE | 55032 Osram HNS 36W 4P SE | 55032 Osram HNS 36W 4P SE - 36W, 430 mA, Preheat Start Lamp | 430 | 36 | Preheat | PSM2GPH24IV | Program | N | Y | 100V-277V (+/-10%)
55032 Osram HNS 36W 4P SE | 55032 Osram HNS 36W 4P SE | 55032 Osram HNS 36W 4P SE - 36W, 430 mA, Preheat Start Lamp | 430 | 36 | Preheat | PSM2GPH24IVL | Program | N | N | 100V-277V (+/-10%)
55197 Osram HNS 25W G13 | 55197 Osram HNS 25W G13 | 55197 Osram HNS 25W G13 - 25W, 600 mA, Preheat Start Lamp | 600 | 25 | Preheat | PSP2GPH25HOIVDW | Program | Y | N | 100V-277V (+/-10%)
59156 Osram HNS S 13 W GX23 | 59156 Osram HNS S 13 W GX23 | 59156 Osram HNS S 13 W GX23 - 13W, 280 mA, Preheat Start Lamp | 280 | 13 | Preheat | RPZ117V120 | Rapid | N | N | 120V (+/-10%)
59156 Osram HNS S 13 W GX23 | 59156 Osram HNS S 13 W GX23 | 59156 Osram HNS S 13 W GX23 - 13W, 280 mA, Preheat Start Lamp | 280 | 13 | Preheat | RPZ117V230 | Rapid | N | N | 230V (+/-10%)
59985 Osram HNS 36W G13 | 59985 Osram HNS 36W G13 | 59985 Osram HNS 36W G13 - 36W, 440 mA, Preheat Start Lamp | 440 | 36 | Preheat | RSW240V120 | Rapid | Y | N | 120V (+/-10%)
59985 Osram HNS 36W G13 | 59985 Osram HNS 36W G13 | 59985 Osram HNS 36W G13 - 36W, 440 mA, Preheat Start Lamp | 440 | 36 | Preheat | PAQ230G6MV | Program | Y | N | 100V-240V (+/-10%)
59985 Osram HNS 36W G13 | 59985 Osram HNS 36W G13 | 59985 Osram HNS 36W G13 - 36W, 440 mA, Preheat Start Lamp | 440 | 36 | Preheat | PSM2GPH24IV | Program | N | Y | 100V-277V (+/-10%)
59985 Osram HNS 36W G13 | 59985 Osram HNS 36W G13 | 59985 Osram HNS 36W G13 - 36W, 440 mA, Preheat Start Lamp | 440 | 36 | Preheat | PSM2GPH24IVL | Program | N | N | 100V-277V (+/-10%)
Actinic BL PL-S 9W | Actinic BL PL-S 9W | Actinic BL PL-S 9W - 9W, 170 mA, Preheat Start Lamp | 170 | 9 | Preheat | RPZ109V230 | Rapid | N | N | 230V (+/-10%)
Actinic BL PL-S 9W | Actinic BL PL-S 9W | Actinic BL PL-S 9W - 9W, 170 mA, Preheat Start Lamp | 170 | 9 | Preheat | RPZ211V230 | Rapid | Y | N | 230V (+/-10%)
Actinic BL PL-S 9W | Actinic BL PL-S 9W | Actinic BL PL-S 9W - 9W, 170 mA, Preheat Start Lamp | 170 | 9 | Preheat | RPZ109V120 | Rapid | N | N | 120V (+/-10%)
Actinic BL PL-S 9W | Actinic BL PL-S 9W | Actinic BL PL-S 9W - 9W, 170 mA, Preheat Start Lamp | 170 | 9 | Preheat | RPZ211V120 | Rapid | Y | N | 120V (+/-10%)
Actinic BL TL 40W | Actinic BL TL 40W | Actinic BL TL 40W - 40W, 430 mA, Preheat Start Lamp | 430 | 40 | Preheat | PSM2GPH24IVL | Program | N | N | 100V-277V (+/-10%)
Actinic BL TL 40W | Actinic BL TL 40W | Actinic BL TL 40W - 40W, 430 mA, Preheat Start Lamp | 430 | 40 | Preheat | PSM2GPH24IV | Program | N | Y | 100V-277V (+/-10%)
Actinic BL TL 40W | Actinic BL TL 40W | Actinic BL TL 40W - 40W, 430 mA, Preheat Start Lamp | 430 | 40 | Preheat | PAQ230G6MV | Program | Y | N | 100V-240V (+/-10%)
Actinic BL TL 40W | Actinic BL TL 40W | Actinic BL TL 40W - 40W, 430 mA, Preheat Start Lamp | 430 | 40 | Preheat | RSW240V120 | Rapid | Y | N | 120V (+/-10%)
Actinic BL TL-D 15W | Actinic BL TL-D 15W | Actinic BL TL-D 15W - 15W, 425 mA, Preheat Start Lamp | 425 | 15 | Preheat | PSM2GPH18MVDW | Program | Y | N | 120V-277V (+/-10%)
Actinic BL TL-D 15W | Actinic BL TL-D 15W | Actinic BL TL-D 15W - 15W, 425 mA, Preheat Start Lamp | 425 | 15 | Preheat | PSM2GPH24IV | Program | Y | Y | 100V-277V (+/-10%)
Actinic BL TL-D 15W | Actinic BL TL-D 15W | Actinic BL TL-D 15W - 15W, 425 mA, Preheat Start Lamp | 425 | 15 | Preheat | RSN1GPH20120 | Rapid | N | N | 120V (+/-10%)
Actinic BL TL-D 15W | Actinic BL TL-D 15W | Actinic BL TL-D 15W - 15W, 425 mA, Preheat Start Lamp | 425 | 15 | Preheat | EZ24-PSM1GPH18DW24 | Program | N | N | 19.2V-31.2Vac/Vdc
Actinic BL TL-D 15W | Actinic BL TL-D 15W | Actinic BL TL-D 15W - 15W, 425 mA, Preheat Start Lamp | 425 | 15 | Preheat | PSM2GPH15V12-24 | Program | Y | N | 12-24 Vdc only (+/- 10%)
Actinic BL TL-D 15W | Actinic BL TL-D 15W | Actinic BL TL-D 15W - 15W, 425 mA, Preheat Start Lamp | 425 | 15 | Preheat | PSM2GPH24IVL | Program | Y | N | 100V-277V (+/-10%)
Blacklight BL368 Linear T12 | Blacklight BL368 Linear T12 | Blacklight BL368 Linear T12 - 20W, 370 mA, Preheat Start Lamp | 370 | 20 | Preheat | PSM2GPH24IVL | Program | Y | N | 100V-277V (+/-10%)
Blacklight BL368 Linear T12 | Blacklight BL368 Linear T12 | Blacklight BL368 Linear T12 - 20W, 370 mA, Preheat Start Lamp | 370 | 20 | Preheat | PAQ230G6MV | Program | Y | N | 100V-240V (+/-10%)
Blacklight BL368 Linear T12 | Blacklight BL368 Linear T12 | Blacklight BL368 Linear T12 - 20W, 370 mA, Preheat Start Lamp | 370 | 20 | Preheat | PSM2GPH24IV | Program | Y | Y | 100V-277V (+/-10%)
Blacklight BL368 Linear T12 | Blacklight BL368 Linear T12 | Blacklight BL368 Linear T12 - 20W, 370 mA, Preheat Start Lamp | 370 | 20 | Preheat | PSM2GPH18MVDW | Program | N | N | 120V-277V (+/-10%)
Blacklight BL368 Linear T12 | Blacklight BL368 Linear T12 | Blacklight BL368 Linear T12 - 20W, 370 mA, Preheat Start Lamp | 370 | 20 | Preheat | RSN1GPH20120 | Rapid | N | N | 120V (+/-10%)
CFT9W/2G7 | CFT9W/2G7 | CFT9W/2G7 - 9W, 170 mA, Preheat Start Lamp | 170 | 9 | Preheat | RPZ109V230 | Rapid | N | N | 230V (+/-10%)
CFT9W/2G7 | CFT9W/2G7 | CFT9W/2G7 - 9W, 170 mA, Preheat Start Lamp | 170 | 9 | Preheat | RPZ211V230 | Rapid | Y | N | 230V (+/-10%)
CFT9W/2G7 | CFT9W/2G7 | CFT9W/2G7 - 9W, 170 mA, Preheat Start Lamp | 170 | 9 | Preheat | RPZ109V120 | Rapid | N | N | 120V (+/-10%)
CFT9W/2G7 | CFT9W/2G7 | CFT9W/2G7 - 9W, 170 mA, Preheat Start Lamp | 170 | 9 | Preheat | RPZ211V120 | Rapid | Y | N | 120V (+/-10%)
CFT9W/G23 | CFT9W/G23 | CFT9W/G23 - 9W, 170 mA, Preheat Start Lamp | 170 | 9 | Preheat | RPZ109V230 | Rapid | N | N | 230V (+/-10%)
CFT9W/G23 | CFT9W/G23 | CFT9W/G23 - 9W, 170 mA, Preheat Start Lamp | 170 | 9 | Preheat | RPZ211V230 | Rapid | Y | N | 230V (+/-10%)
CFT9W/G23 | CFT9W/G23 | CFT9W/G23 - 9W, 170 mA, Preheat Start Lamp | 170 | 9 | Preheat | RPZ109V120 | Rapid | N | N | 120V (+/-10%)
CFT9W/G23 | CFT9W/G23 | CFT9W/G23 - 9W, 170 mA, Preheat Start Lamp | 170 | 9 | Preheat | RPZ211V120 | Rapid | Y | N | 120V (+/-10%)
DULUX L 55 W/865 2G11 | DULUX L 55 W/865 2G11 | DULUX L 55 W/865 2G11 - 55W, 550 mA, Preheat Start Lamp | 550 | 55 | Preheat | PSP2GPH25HOIVDW | Program | N | N | 100V-277V (+/-10%)
F36T8BL | F36T8BL | F36T8BL - 36W, 425 mA, Preheat Start Lamp | 425 | 36 | Preheat | RSW240V120 | Rapid | Y | N | 120V (+/-10%)
F36T8BL | F36T8BL | F36T8BL - 36W, 425 mA, Preheat Start Lamp | 425 | 36 | Preheat | PSM2GPH24IVL | Program | N | N | 100V-277V (+/-10%)
F36T8BL | F36T8BL | F36T8BL - 36W, 425 mA, Preheat Start Lamp | 425 | 36 | Preheat | PAQ230G6MV | Program | Y | N | 100V-240V (+/-10%)
F36T8BL | F36T8BL | F36T8BL - 36W, 425 mA, Preheat Start Lamp | 425 | 36 | Preheat | PSM2GPH24IV | Program | N | Y | 100V-277V (+/-10%)
F6T5 | F6T5 | F6T5 - 6W, 160 mA, Rapid Start Lamp | 160 | 6 | Rapid | RPZ109V120 | Rapid | N | N | 120V (+/-10%)
F6T5 | F6T5 | F6T5 - 6W, 160 mA, Rapid Start Lamp | 160 | 6 | Rapid | RPZ211V120 | Rapid | Y | N | 120V (+/-10%)
F6T5 | F6T5 | F6T5 - 6W, 160 mA, Rapid Start Lamp | 160 | 6 | Rapid | RPZ109V230 | Rapid | N | N | 230V (+/-10%)
F6T5 | F6T5 | F6T5 - 6W, 160 mA, Rapid Start Lamp | 160 | 6 | Rapid | RPZ211V230 | Rapid | Y | N | 230V (+/-10%)
F8T5 | F8T5 | F8T5 - 8W, 150 mA, Rapid Start Lamp | 150 | 8 | Rapid | RPZ109V120 | Rapid | N | N | 120V (+/-10%)
F8T5 | F8T5 | F8T5 - 8W, 150 mA, Rapid Start Lamp | 150 | 8 | Rapid | RPZ109V230 | Rapid | N | N | 230V (+/-10%)
F8T5 | F8T5 | F8T5 - 8W, 150 mA, Rapid Start Lamp | 150 | 8 | Rapid | RPZ211V120 | Rapid | Y | N | 120V (+/-10%)
F8T5 | F8T5 | F8T5 - 8W, 150 mA, Rapid Start Lamp | 150 | 8 | Rapid | RPZ211V230 | Rapid | Y | N | 230V (+/-10%)
G10T5 1/2 L | G10T5 1/2 L | G10T5 1/2 L - 16W, 425 mA, Instant Start Lamp | 425 | 16 | Instant | IAQ230G6MV | Instant | Y | N | 100V-240V (+/-10%)
G10T5 1/2 VH | G10T5 1/2 VH | G10T5 1/2 VH - 16W, 425 mA, Instant Start Lamp | 425 | 16 | Instant | IAQ230G6MV | Instant | Y | N | 100V-240V (+/-10%)
G10T5L | G10T5L | G10T5L - 17W, 425 mA, Instant Start Lamp | 425 | 17 | Instant | IAQ230G6MV | Instant | Y | N | 100V-240V (+/-10%)
G10T5L/C | G10T5L/C | G10T5L/C - 17W, 425 mA, Instant Start Lamp | 425 | 17 | Instant | IAQ230G6MV | Instant | Y | N | 100V-240V (+/-10%)
G10T5VH | G10T5VH | G10T5VH - 17W, 425 mA, Instant Start Lamp | 425 | 17 | Instant | IAQ230G6MV | Instant | Y | N | 100V-240V (+/-10%)
G10T5VH/C | G10T5VH/C | G10T5VH/C - 17W, 425 mA, Instant Start Lamp | 425 | 17 | Instant | IAQ230G6MV | Instant | Y | N | 100V-240V (+/-10%)
G11T5/OF | G11T5/OF | G11T5/OF - 11W, 410 mA, Preheat Start Lamp | 410 | 11 | Preheat | PSM2GPH18MVDW | Program | Y | N | 120V-277V (+/-10%)
G11T5/OF | G11T5/OF | G11T5/OF - 11W, 410 mA, Preheat Start Lamp | 410 | 11 | Preheat | PSM2GPH24IV | Program | Y | Y | 100V-277V (+/-10%)
G11T5/OF | G11T5/OF | G11T5/OF - 11W, 410 mA, Preheat Start Lamp | 410 | 11 | Preheat | RSN1GPH20120 | Rapid | N | N | 120V (+/-10%)
G11T5/OF | G11T5/OF | G11T5/OF - 11W, 410 mA, Preheat Start Lamp | 410 | 11 | Preheat | EZ24-PSM1GPH18DW24 | Program | N | N | 19.2V-31.2Vac/Vdc
G11T5/OF | G11T5/OF | G11T5/OF - 11W, 410 mA, Preheat Start Lamp | 410 | 11 | Preheat | PSM2GPH15V12-24 | Program | Y | N | 12-24 Vdc only (+/- 10%)
G11T5/OF | G11T5/OF | G11T5/OF - 11W, 410 mA, Preheat Start Lamp | 410 | 11 | Preheat | PSM2GPH24IVL | Program | Y | N | 100V-277V (+/-10%)
G14T5 | G14T5 | G14T5 - 14W, 400 mA, Instant Start Lamp | 400 | 14 | Instant | IAQ230G6MV | Instant | Y | N | 100V-240V (+/-10%)
G15T8/OF | G15T8/OF | G15T8/OF - 15W, 330 mA, Preheat Start Lamp | 330 | 15 | Preheat | RPZ117V120 | Rapid | N | N | 120V (+/-10%)
G15T8/OF | G15T8/OF | G15T8/OF - 15W, 330 mA, Preheat Start Lamp | 330 | 15 | Preheat | RPZ117V230 | Rapid | N | N | 230V (+/-10%)
G16T5/OF | G16T5/OF | G16T5/OF - 16W, 430 mA, Preheat Start Lamp | 430 | 16 | Preheat | PSM2GPH24IVL | Program | Y | N | 100V-277V (+/-10%)
G16T5/OF | G16T5/OF | G16T5/OF - 16W, 430 mA, Preheat Start Lamp | 430 | 16 | Preheat | PSM2GPH18MVDW | Program | Y | N | 120V-277V (+/-10%)
G16T5/OF | G16T5/OF | G16T5/OF - 16W, 430 mA, Preheat Start Lamp | 430 | 16 | Preheat | PSM2GPH24IV | Program | Y | Y | 100V-277V (+/-10%)
G16T5/OF | G16T5/OF | G16T5/OF - 16W, 430 mA, Preheat Start Lamp | 430 | 16 | Preheat | RSN1GPH20120 | Rapid | N | N | 120V (+/-10%)
G16T5/OF | G16T5/OF | G16T5/OF - 16W, 430 mA, Preheat Start Lamp | 430 | 16 | Preheat | EZ24-PSM1GPH18DW24 | Program | N | N | 19.2V-31.2Vac/Vdc
G16T5/OF | G16T5/OF | G16T5/OF - 16W, 430 mA, Preheat Start Lamp | 430 | 16 | Preheat | PSM2GPH15V12-24 | Program | Y | N | 12-24 Vdc only (+/- 10%)
G16T5L/4PSE | G16T5L/4PSE | G16T5L/4PSE - 16W, 400 mA, Preheat Start Lamp | 400 | 16 | Preheat | PSM2GPH18MVDW | Program | Y | N | 120V-277V (+/-10%)
G16T5L/4PSE | G16T5L/4PSE | G16T5L/4PSE - 16W, 400 mA, Preheat Start Lamp | 400 | 16 | Preheat | PSM2GPH24IV | Program | Y | Y | 100V-277V (+/-10%)
G16T5L/4PSE | G16T5L/4PSE | G16T5L/4PSE - 16W, 400 mA, Preheat Start Lamp | 400 | 16 | Preheat | PSM2GPH24IVL | Program | Y | N | 100V-277V (+/-10%)
G16T5L/4PSE | G16T5L/4PSE | G16T5L/4PSE - 16W, 400 mA, Preheat Start Lamp | 400 | 16 | Preheat | RSN1GPH20120 | Rapid | N | N | 120V (+/-10%)
G16T5L/4PSE | G16T5L/4PSE | G16T5L/4PSE - 16W, 400 mA, Preheat Start Lamp | 400 | 16 | Preheat | EZ24-PSM1GPH18DW24 | Program | N | N | 19.2V-31.2Vac/Vdc
G16T5L/4PSE | G16T5L/4PSE | G16T5L/4PSE - 16W, 400 mA, Preheat Start Lamp | 400 | 16 | Preheat | PSM2GPH15V12-24 | Program | Y | N | 12-24 Vdc only (+/- 10%)
G18T6L | G18T6L | G18T6L - 17W, 425 mA, Instant Start Lamp | 425 | 17 | Instant | IAQ230G6MV | Instant | Y | N | 100V-240V (+/-10%)
G18T6VH | G18T6VH | G18T6VH - 17W, 425 mA, Instant Start Lamp | 425 | 17 | Instant | IAQ230G6MV | Instant | Y | N | 100V-240V (+/-10%)
G20T5L/4PSE | G20T5L/4PSE | G20T5L/4PSE - 20W, 450 mA, Preheat Start Lamp | 450 | 20 | Preheat | PAQ230G6MV | Program | Y | N | 100V-240V (+/-10%)
G20T5L/4PSE | G20T5L/4PSE | G20T5L/4PSE - 20W, 450 mA, Preheat Start Lamp | 450 | 20 | Preheat | PSM2GPH24IV | Program | Y | Y | 100V-277V (+/-10%)
G20T5L/4PSE | G20T5L/4PSE | G20T5L/4PSE - 20W, 450 mA, Preheat Start Lamp | 450 | 20 | Preheat | PSM2GPH18MVDW | Program | N | N | 120V-277V (+/-10%)
G20T5L/4PSE | G20T5L/4PSE | G20T5L/4PSE - 20W, 450 mA, Preheat Start Lamp | 450 | 20 | Preheat | PSM2GPH24IVL | Program | Y | N | 100V-277V (+/-10%)
G20T5L/4PSE | G20T5L/4PSE | G20T5L/4PSE - 20W, 450 mA, Preheat Start Lamp | 450 | 20 | Preheat | RSN1GPH20120 | Rapid | N | N | 120V (+/-10%)
G22T5L/4P | G22T5L/4P | G22T5L/4P - 22W, 425 mA, Preheat Start Lamp | 425 | 22 | Preheat | PAQ230G6MV | Program | Y | N | 100V-240V (+/-10%)
G22T5L/4P | G22T5L/4P | G22T5L/4P - 22W, 425 mA, Preheat Start Lamp | 425 | 22 | Preheat | PSM2GPH24IV | Program | Y | Y | 100V-277V (+/-10%)
G22T5L/4P | G22T5L/4P | G22T5L/4P - 22W, 425 mA, Preheat Start Lamp | 425 | 22 | Preheat | PSM2GPH24IVL | Program | Y | N | 100V-277V (+/-10%)
G22T5L/4P | G22T5L/4P | G22T5L/4P - 22W, 425 mA, Preheat Start Lamp | 425 | 22 | Preheat | PSM2GPH18MVDW | Program | N | N | 120V-277V (+/-10%)
G24T5L | G24T5L | G24T5L - 25W, 425 mA, Instant Start Lamp | 425 | 25 | Instant | IAQ230G6MV | Instant | Y | N | 100V-240V (+/-10%)
G24T5VH | G24T5VH | G24T5VH - 25W, 425 mA, Instant Start Lamp | 425 | 25 | Instant | IAQ230G6MV | Instant | Y | N | 100V-240V (+/-10%)
G24T6L | G24T6L | G24T6L - 25W, 425 mA, Instant Start Lamp | 425 | 25 | Instant | IAQ230G6MV | Instant | Y | N | 100V-240V (+/-10%)
G24T6VH | G24T6VH | G24T6VH - 25W, 425 mA, Instant Start Lamp | 425 | 25 | Instant | IAQ230G6MV | Instant | Y | N | 100V-240V (+/-10%)
G25T8/OF | G25T8/OF | G25T8/OF - 25W, 600 mA, Preheat Start Lamp | 600 | 25 | Preheat | PSP2GPH25HOIVDW | Program | Y | N | 100V-277V (+/-10%)
G30T6L | G30T6L | G30T6L - 32W, 425 mA, Instant Start Lamp | 425 | 32 | Instant | IAQ230G6MV | Instant | Y | N | 100V-240V (+/-10%)
G30T6L/U | G30T6L/U | G30T6L/U - 32W, 425 mA, Instant Start Lamp | 425 | 32 | Instant | IAQ230G6MV | Instant | Y | N | 100V-240V (+/-10%)
G30T6VH | G30T6VH | G30T6VH - 32W, 425 mA, Instant Start Lamp | 425 | 32 | Instant | IAQ230G6MV | Instant | Y | N | 100V-240V (+/-10%)
G30T6VH/U | G30T6VH/U | G30T6VH/U - 32W, 425 mA, Instant Start Lamp | 425 | 32 | Instant | IAQ230G6MV | Instant | Y | N | 100V-240V (+/-10%)
G30T8 | G30T8 | G30T8 - 30W, 370 mA, Preheat Start Lamp | 370 | 30 | Preheat | PSM2GPH24IVL | Program | N | N | 100V-277V (+/-10%)
G30T8 | G30T8 | G30T8 - 30W, 370 mA, Preheat Start Lamp | 370 | 30 | Preheat | PAQ230G6MV | Program | Y | N | 100V-240V (+/-10%)
G30T8 | G30T8 | G30T8 - 30W, 370 mA, Preheat Start Lamp | 370 | 30 | Preheat | PSM2GPH24IV | Program | N | Y | 100V-277V (+/-10%)
G30T8 | G30T8 | G30T8 - 30W, 370 mA, Preheat Start Lamp | 370 | 30 | Preheat | PSM2GPH18MVDW | Program | N | N | 120V-277V (+/-10%)
G30T8/OF | G30T8/OF | G30T8/OF - 30W, 370 mA, Preheat Start Lamp | 370 | 30 | Preheat | PSM2GPH24IVL | Program | N | N | 100V-277V (+/-10%)
G30T8/OF | G30T8/OF | G30T8/OF - 30W, 370 mA, Preheat Start Lamp | 370 | 30 | Preheat | PAQ230G6MV | Program | Y | N | 100V-240V (+/-10%)
G30T8/OF | G30T8/OF | G30T8/OF - 30W, 370 mA, Preheat Start Lamp | 370 | 30 | Preheat | PSM2GPH24IV | Program | N | Y | 100V-277V (+/-10%)
G30T8/OF | G30T8/OF | G30T8/OF - 30W, 370 mA, Preheat Start Lamp | 370 | 30 | Preheat | PSM2GPH18MVDW | Program | N | N | 120V-277V (+/-10%)
G36T5 | G36T5 | G36T5 - 39W, 425 mA, Instant Start Lamp | 425 | 39 | Instant | IAQ230G6MV | Instant | Y | N | 100V-240V (+/-10%)
G36T5/4P/SE | G36T5/4P/SE | G36T5/4P/SE - 39W, 425 mA, Preheat Start Lamp | 425 | 39 | Preheat | PSM2GPH24IVL | Program | N | N | 100V-277V (+/-10%)
G36T5/4P/SE | G36T5/4P/SE | G36T5/4P/SE - 39W, 425 mA, Preheat Start Lamp | 425 | 39 | Preheat | PSM2GPH24IV | Program | N | Y | 100V-277V (+/-10%)
G36T5/4P/SE | G36T5/4P/SE | G36T5/4P/SE - 39W, 425 mA, Preheat Start Lamp | 425 | 39 | Preheat | PAQ230G6MV | Program | Y | N | 100V-240V (+/-10%)
G36T5/4P/SE | G36T5/4P/SE | G36T5/4P/SE - 39W, 425 mA, Preheat Start Lamp | 425 | 39 | Preheat | RSW240V120 | Rapid | Y | N | 120V (+/-10%)
G36T5HO | G36T5HO | G36T5HO - 87W, 800 mA, Instant Start Lamp | 800 | 87 | Instant | IAQ164G6HOMV | Instant | Y | N | 100V-240V (+/-10%)
G36T5HO | G36T5HO | G36T5HO - 87W, 800 mA, Instant Start Lamp | 800 | 87 | Instant | IAQ264G6HOMV | Instant | Y | N | 100V-240V (+/-10%)
G36T5HO | G36T5HO | G36T5HO - 87W, 800 mA, Instant Start Lamp | 800 | 87 | Instant | ISP2GPH75HOHV | Instant | N | Y | 220V-277V (+/-10%)
G36T5HO | G36T5HO | G36T5HO - 87W, 800 mA, Instant Start Lamp | 800 | 87 | Instant | ISP2GPH75HOHVL | Instant | N | N | 220V-277V (+/-10%)
G36T5L | G36T5L | G36T5L - 41W, 425 mA, Instant Start Lamp | 425 | 41 | Instant | IAQ164G6MV | Instant | N | N | 100V-240V (+/-10%)
G36T5L | G36T5L | G36T5L - 41W, 425 mA, Instant Start Lamp | 425 | 41 | Instant | IAQ264G6MV | Instant | Y | N | 100V-240V (+/-10%)
G36T5L/4PSE | G36T5L/4PSE | G36T5L/4PSE - 36W, 430 mA, Preheat Start Lamp | 430 | 36 | Preheat | RSW240V120 | Rapid | Y | N | 120V (+/-10%)
G36T5L/4PSE | G36T5L/4PSE | G36T5L/4PSE - 36W, 430 mA, Preheat Start Lamp | 430 | 36 | Preheat | PAQ230G6MV | Program | Y | N | 100V-240V (+/-10%)
G36T5L/4PSE | G36T5L/4PSE | G36T5L/4PSE - 36W, 430 mA, Preheat Start Lamp | 430 | 36 | Preheat | PSM2GPH24IV | Program | N | Y | 100V-277V (+/-10%)
G36T5L/4PSE | G36T5L/4PSE | G36T5L/4PSE - 36W, 430 mA, Preheat Start Lamp | 430 | 36 | Preheat | PSM2GPH24IVL | Program | N | N | 100V-277V (+/-10%)
G36T5L/C | G36T5L/C | G36T5L/C - 42W, 425 mA, Instant Start Lamp | 425 | 42 | Instant | IAQ164G6MV | Instant | N | N | 100V-240V (+/-10%)
G36T5L/C | G36T5L/C | G36T5L/C - 42W, 425 mA, Instant Start Lamp | 425 | 42 | Instant | IAQ264G6MV | Instant | Y | N | 100V-240V (+/-10%)
G36T5L/HO/C | G36T5L/HO/C | G36T5L/HO/C - 75W, 800 mA, Instant Start Lamp | 800 | 75 | Instant | IAQ230G6HOMV | Instant | Y | N | 100V-240V (+/-10%)
G36T5L/HO/C | G36T5L/HO/C | G36T5L/HO/C - 75W, 800 mA, Instant Start Lamp | 800 | 75 | Instant | ISP2GPH75HOHV | Instant | Y | Y | 220V-277V (+/-10%)
G36T5L/HO/C | G36T5L/HO/C | G36T5L/HO/C - 75W, 800 mA, Instant Start Lamp | 800 | 75 | Instant | ISP2GPH75HOHVL | Instant | Y | N | 220V-277V (+/-10%)
G36T5VH | G36T5VH | G36T5VH - 41W, 425 mA, Instant Start Lamp | 425 | 41 | Instant | IAQ164G6MV | Instant | N | N | 100V-240V (+/-10%)
G36T5VH | G36T5VH | G36T5VH - 41W, 425 mA, Instant Start Lamp | 425 | 41 | Instant | IAQ264G6MV | Instant | Y | N | 100V-240V (+/-10%)
G36T5VH/C | G36T5VH/C | G36T5VH/C - 42W, 425 mA, Instant Start Lamp | 425 | 42 | Instant | IAQ164G6MV | Instant | N | N | 100V-240V (+/-10%)
G36T5VH/C | G36T5VH/C | G36T5VH/C - 42W, 425 mA, Instant Start Lamp | 425 | 42 | Instant | IAQ264G6MV | Instant | Y | N | 100V-240V (+/-10%)
G36T5VH/HO/C | G36T5VH/HO/C | G36T5VH/HO/C - 75W, 800 mA, Instant Start Lamp | 800 | 75 | Instant | IAQ230G6HOMV | Instant | Y | N | 100V-240V (+/-10%)
G36T5VH/HO/C | G36T5VH/HO/C | G36T5VH/HO/C - 75W, 800 mA, Instant Start Lamp | 800 | 75 | Instant | ISP2GPH75HOHV | Instant | Y | Y | 220V-277V (+/-10%)
G36T5VH/HO/C | G36T5VH/HO/C | G36T5VH/HO/C - 75W, 800 mA, Instant Start Lamp | 800 | 75 | Instant | ISP2GPH75HOHVL | Instant | Y | N | 220V-277V (+/-10%)
G36T6 | G36T6 | G36T6 - 41W, 425 mA, Instant Start Lamp | 425 | 41 | Instant | IAQ164G6MV | Instant | N | N | 100V-240V (+/-10%)
G36T6 | G36T6 | G36T6 - 41W, 425 mA, Instant Start Lamp | 425 | 41 | Instant | IAQ264G6MV | Instant | Y | N | 100V-240V (+/-10%)
G36T6L | G36T6L | G36T6L - 39W, 425 mA, Instant Start Lamp | 425 | 39 | Instant | IAQ230G6MV | Instant | Y | N | 100V-240V (+/-10%)
G36T6L/U | G36T6L/U | G36T6L/U - 39W, 425 mA, Instant Start Lamp | 425 | 39 | Instant | IAQ230G6MV | Instant | Y | N | 100V-240V (+/-10%)
G36T6VH | G36T6VH | G36T6VH - 39W, 425 mA, Instant Start Lamp | 425 | 39 | Instant | IAQ230G6MV | Instant | Y | N | 100V-240V (+/-10%)
G36T6VH/U | G36T6VH/U | G36T6VH/U - 39W, 425 mA, Instant Start Lamp | 425 | 39 | Instant | IAQ230G6MV | Instant | Y | N | 100V-240V (+/-10%)
G36T8 | G36T8 | G36T8 - 36W, 430 mA, Preheat Start Lamp | 430 | 36 | Preheat | RSW240V120 | Rapid | Y | N | 120V (+/-10%)
G36T8 | G36T8 | G36T8 - 36W, 430 mA, Preheat Start Lamp | 430 | 36 | Preheat | PAQ230G6MV | Program | Y | N | 100V-240V (+/-10%)
G36T8 | G36T8 | G36T8 - 36W, 430 mA, Preheat Start Lamp | 430 | 36 | Preheat | PSM2GPH24IV | Program | N | Y | 100V-277V (+/-10%)
G36T8 | G36T8 | G36T8 - 36W, 430 mA, Preheat Start Lamp | 430 | 36 | Preheat | PSM2GPH24IVL | Program | N | N | 100V-277V (+/-10%)
G36T8/OF | G36T8/OF | G36T8/OF - 36W, 440 mA, Preheat Start Lamp | 440 | 36 | Preheat | RSW240V120 | Rapid | Y | N | 120V (+/-10%)
G36T8/OF | G36T8/OF | G36T8/OF - 36W, 440 mA, Preheat Start Lamp | 440 | 36 | Preheat | PAQ230G6MV | Program | Y | N | 100V-240V (+/-10%)
G36T8/OF | G36T8/OF | G36T8/OF - 36W, 440 mA, Preheat Start Lamp | 440 | 36 | Preheat | PSM2GPH24IV | Program | N | Y | 100V-277V (+/-10%)
G36T8/OF | G36T8/OF | G36T8/OF - 36W, 440 mA, Preheat Start Lamp | 440 | 36 | Preheat | PSM2GPH24IVL | Program | N | N | 100V-277V (+/-10%)
G37T6L | G37T6L | G37T6L - 40W, 425 mA, Instant Start Lamp | 425 | 40 | Instant | IAQ230G6MV | Instant | Y | N | 100V-240V (+/-10%)
G37T6VH | G37T6VH | G37T6VH - 40W, 425 mA, Instant Start Lamp | 425 | 40 | Instant | IAQ230G6MV | Instant | Y | N | 100V-240V (+/-10%)
G48T5L | G48T5L | G48T5L - 55W, 425 mA, Instant Start Lamp | 425 | 55 | Instant | IAQ164G6MV | Instant | N | N | 100V-240V (+/-10%)
G48T5L | G48T5L | G48T5L - 55W, 425 mA, Instant Start Lamp | 425 | 55 | Instant | IAQ264G6MV | Instant | Y | N | 100V-240V (+/-10%)
G48T6L | G48T6L | G48T6L - 50W, 425 mA, Instant Start Lamp | 425 | 50 | Instant | IAQ164G6MV | Instant | N | N | 100V-240V (+/-10%)
G48T6L | G48T6L | G48T6L - 50W, 425 mA, Instant Start Lamp | 425 | 50 | Instant | IAQ264G6MV | Instant | Y | N | 100V-240V (+/-10%)
G48T6L/U | G48T6L/U | G48T6L/U - 50W, 425 mA, Instant Start Lamp | 425 | 50 | Instant | IAQ164G6MV | Instant | N | N | 100V-240V (+/-10%)
G48T6L/U | G48T6L/U | G48T6L/U - 50W, 425 mA, Instant Start Lamp | 425 | 50 | Instant | IAQ264G6MV | Instant | Y | N | 100V-240V (+/-10%)
G48T6VH/U | G48T6VH/U | G48T6VH/U - 50W, 425 mA, Instant Start Lamp | 425 | 50 | Instant | IAQ164G6MV | Instant | N | N | 100V-240V (+/-10%)
G48T6VH/U | G48T6VH/U | G48T6VH/U - 50W, 425 mA, Instant Start Lamp | 425 | 50 | Instant | IAQ264G6MV | Instant | Y | N | 100V-240V (+/-10%)
GPH495T6/VH/HO/4P | GPH495T6/VH/HO/4P | GPH495T6/VH/HO/4P - 57W, 800 mA, Preheat Start Lamp | 800 | 57 | Preheat | PAQ230G6HOMV | Program | Y | N | 100V-240V (+/-10%)
GPH495T6/VH/HO/4P | GPH495T6/VH/HO/4P | GPH495T6/VH/HO/4P - 57W, 800 mA, Preheat Start Lamp | 800 | 57 | Preheat | PSP2GPH75HOHV | Program | Y | Y | 220V-277V (+/-10%)
GPH495T6/VH/HO/4P | GPH495T6/VH/HO/4P | GPH495T6/VH/HO/4P - 57W, 800 mA, Preheat Start Lamp | 800 | 57 | Preheat | PSP2GPH75HOHVL | Program | Y | N | 220V-277V (+/-10%)
GPH495T6/VH/HO/4P | GPH495T6/VH/HO/4P | GPH495T6/VH/HO/4P - 57W, 800 mA, Preheat Start Lamp | 800 | 57 | Preheat | PSP2GPH48HOIV | Program | N | Y | 100V-277V (+/-10%)
GPH495T6/VH/HO/4P | GPH495T6/VH/HO/4P | GPH495T6/VH/HO/4P - 57W, 800 mA, Preheat Start Lamp | 800 | 57 | Preheat | PSP2GPH48HOIVL | Program | N | N | 100V-277V (+/-10%)
G55T8/HO | G55T8/HO | G55T8/HO - 55W, 770 mA, Preheat Start Lamp | 770 | 55 | Preheat | PSP2GPH48HOIVL | Program | N | N | 100V-277V (+/-10%)
G55T8/HO | G55T8/HO | G55T8/HO - 55W, 770 mA, Preheat Start Lamp | 770 | 55 | Preheat | PAQ230G6HOMV | Program | Y | N | 100V-240V (+/-10%)
G55T8/HO | G55T8/HO | G55T8/HO - 55W, 770 mA, Preheat Start Lamp | 770 | 55 | Preheat | PSP2GPH40HOIVDW | Program | N | N | 100V-277V (+/-10%)
G55T8/HO | G55T8/HO | G55T8/HO - 55W, 770 mA, Preheat Start Lamp | 770 | 55 | Preheat | PSP2GPH48HOIV | Program | N | Y | 100V-277V (+/-10%)
G55T8/HO | G55T8/HO | G55T8/HO - 55W, 770 mA, Preheat Start Lamp | 770 | 55 | Preheat | PSR2GPH55HOMV | Program | N | N | 120V-277V (+/-10%)
G55T8/HO | G55T8/HO | G55T8/HO - 55W, 770 mA, Preheat Start Lamp | 770 | 55 | Preheat | PSP2GPH75HOHV | Program | Y | Y | 220V-277V (+/-10%)
G55T8/HO | G55T8/HO | G55T8/HO - 55W, 770 mA, Preheat Start Lamp | 770 | 55 | Preheat | PSP2GPH75HOHVL | Program | Y | N | 220V-277V (+/-10%)
G55T8/OF | G55T8/OF | G55T8/OF - 55W, 770 mA, Preheat Start Lamp | 770 | 55 | Preheat | PSP2GPH48HOIVL | Program | N | N | 100V-277V (+/-10%)
G55T8/OF | G55T8/OF | G55T8/OF - 55W, 770 mA, Preheat Start Lamp | 770 | 55 | Preheat | PAQ230G6HOMV | Program | Y | N | 100V-240V (+/-10%)
G55T8/OF | G55T8/OF | G55T8/OF - 55W, 770 mA, Preheat Start Lamp | 770 | 55 | Preheat | PSP2GPH40HOIVDW | Program | N | N | 100V-277V (+/-10%)
G55T8/OF | G55T8/OF | G55T8/OF - 55W, 770 mA, Preheat Start Lamp | 770 | 55 | Preheat | PSP2GPH48HOIV | Program | N | Y | 100V-277V (+/-10%)
G55T8/OF | G55T8/OF | G55T8/OF - 55W, 770 mA, Preheat Start Lamp | 770 | 55 | Preheat | PSR2GPH55HOMV | Program | N | N | 120V-277V (+/-10%)
G55T8/OF | G55T8/OF | G55T8/OF - 55W, 770 mA, Preheat Start Lamp | 770 | 55 | Preheat | PSP2GPH75HOHV | Program | Y | Y | 220V-277V (+/-10%)
G55T8/OF | G55T8/OF | G55T8/OF - 55W, 770 mA, Preheat Start Lamp | 770 | 55 | Preheat | PSP2GPH75HOHVL | Program | Y | N | 220V-277V (+/-10%)
G64T5 | G64T5 | G64T5 - 65W, 425 mA, Instant Start Lamp | 425 | 65 | Instant | IAQ164G6MV | Instant | N | N | 100V-240V (+/-10%)
G64T5 | G64T5 | G64T5 - 65W, 425 mA, Instant Start Lamp | 425 | 65 | Instant | IAQ264G6MV | Instant | Y | N | 100V-240V (+/-10%)
G64T5/4P/SE | G64T5/4P/SE | G64T5/4P/SE - 65W, 425 mA, Preheat Start Lamp | 425 | 65 | Preheat | PAQ164G6MV | Program | N | N | 100V-240V (+/-10%)
G64T5/4P/SE | G64T5/4P/SE | G64T5/4P/SE - 65W, 425 mA, Preheat Start Lamp | 425 | 65 | Preheat | PAQ264G6MV | Program | Y | N | 100V-240V (+/-10%)
G64T5HO | G64T5HO | G64T5HO - 155W, 800 mA, Instant Start Lamp | 800 | 155 | Instant | IAQ164G6HOMV | Instant | Y | N | 100V-240V (+/-10%)
G64T5HO | G64T5HO | G64T5HO - 155W, 800 mA, Instant Start Lamp | 800 | 155 | Instant | IAQ264G6HOMV | Instant | Y | N | 100V-240V (+/-10%)
G64T5HO | G64T5HO | G64T5HO - 155W, 800 mA, Instant Start Lamp | 800 | 155 | Instant | ISP2GPH75HOHV | Instant | N | Y | 220V-277V (+/-10%)
G64T5HO | G64T5HO | G64T5HO - 155W, 800 mA, Instant Start Lamp | 800 | 155 | Instant | ISP2GPH75HOHVL | Instant | N | N | 220V-277V (+/-10%)
G64T5L | G64T5L | G64T5L - 75W, 425 mA, Instant Start Lamp | 425 | 75 | Instant | IAQ164G6MV | Instant | N | N | 100V-240V (+/-10%)
G64T5L | G64T5L | G64T5L - 75W, 425 mA, Instant Start Lamp | 425 | 75 | Instant | IAQ264G6MV | Instant | Y | N | 100V-240V (+/-10%)
G64T5L/4 | G64T5L/4 | G64T5L/4 - 75W, 425 mA, Preheat Start Lamp | 425 | 75 | Preheat | PAQ164G6MV | Program | N | N | 100V-240V (+/-10%)
G64T5L/4 | G64T5L/4 | G64T5L/4 - 75W, 425 mA, Preheat Start Lamp | 425 | 75 | Preheat | PAQ264G6MV | Program | Y | N | 100V-240V (+/-10%)
G64T5L/C | G64T5L/C | G64T5L/C - 75W, 450 mA, Instant Start Lamp | 450 | 75 | Instant | IAQ164G6MV | Instant | N | N | 100V-240V (+/-10%)
G64T5L/C | G64T5L/C | G64T5L/C - 75W, 450 mA, Instant Start Lamp | 450 | 75 | Instant | IAQ264G6MV | Instant | Y | N | 100V-240V (+/-10%)
G64T5L/HO/C | G64T5L/HO/C | G64T5L/HO/C - 145W, 800 mA, Instant Start Lamp | 800 | 145 | Instant | IAQ164G6HOMV | Instant | Y | N | 100V-240V (+/-10%)
G64T5L/HO/C | G64T5L/HO/C | G64T5L/HO/C - 145W, 800 mA, Instant Start Lamp | 800 | 145 | Instant | IAQ264G6HOMV | Instant | Y | N | 100V-240V (+/-10%)
G64T5L/HO/C | G64T5L/HO/C | G64T5L/HO/C - 145W, 800 mA, Instant Start Lamp | 800 | 145 | Instant | ISP2GPH75HOHV | Instant | N | Y | 220V-277V (+/-10%)
G64T5L/HO/C | G64T5L/HO/C | G64T5L/HO/C - 145W, 800 mA, Instant Start Lamp | 800 | 145 | Instant | ISP2GPH75HOHVL | Instant | N | N | 220V-277V (+/-10%)
G64T5VH | G64T5VH | G64T5VH - 75W, 425 mA, Instant Start Lamp | 425 | 75 | Instant | IAQ164G6MV | Instant | N | N | 100V-240V (+/-10%)
G64T5VH | G64T5VH | G64T5VH - 75W, 425 mA, Instant Start Lamp | 425 | 75 | Instant | IAQ264G6MV | Instant | Y | N | 100V-240V (+/-10%)
G64T5VH/C | G64T5VH/C | G64T5VH/C - 75W, 450 mA, Instant Start Lamp | 450 | 75 | Instant | IAQ164G6MV | Instant | N | N | 100V-240V (+/-10%)
G64T5VH/C | G64T5VH/C | G64T5VH/C - 75W, 450 mA, Instant Start Lamp | 450 | 75 | Instant | IAQ264G6MV | Instant | Y | N | 100V-240V (+/-10%)
G64T5VH/HO/C | G64T5VH/HO/C | G64T5VH/HO/C - 145W, 800 mA, Instant Start Lamp | 800 | 145 | Instant | IAQ164G6HOMV | Instant | Y | N | 100V-240V (+/-10%)
G64T5VH/HO/C | G64T5VH/HO/C | G64T5VH/HO/C - 145W, 800 mA, Instant Start Lamp | 800 | 145 | Instant | IAQ264G6HOMV | Instant | Y | N | 100V-240V (+/-10%)
G64T5VH/HO/C | G64T5VH/HO/C | G64T5VH/HO/C - 145W, 800 mA, Instant Start Lamp | 800 | 145 | Instant | ISP2GPH75HOHV | Instant | N | Y | 220V-277V (+/-10%)
G64T5VH/HO/C | G64T5VH/HO/C | G64T5VH/HO/C - 145W, 800 mA, Instant Start Lamp | 800 | 145 | Instant | ISP2GPH75HOHVL | Instant | N | N | 220V-277V (+/-10%)
G67T5HO | G67T5HO | G67T5HO - 160W, 800 mA, Instant Start Lamp | 800 | 160 | Instant | IAQ164G6HOMV | Instant | Y | N | 100V-240V (+/-10%)
G67T5HO | G67T5HO | G67T5HO - 160W, 800 mA, Instant Start Lamp | 800 | 160 | Instant | IAQ264G6HOMV | Instant | Y | N | 100V-240V (+/-10%)
G67T5HO | G67T5HO | G67T5HO - 160W, 800 mA, Instant Start Lamp | 800 | 160 | Instant | ISP2GPH75HOHV | Instant | N | Y | 220V-277V (+/-10%)
G67T5HO | G67T5HO | G67T5HO - 160W, 800 mA, Instant Start Lamp | 800 | 160 | Instant | ISP2GPH75HOHVL | Instant | N | N | 220V-277V (+/-10%)
G67T5L | G67T5L | G67T5L - 79W, 425 mA, Instant Start Lamp | 425 | 79 | Instant | IAQ164G6MV | Instant | N | N | 100V-240V (+/-10%)
G67T5L | G67T5L | G67T5L - 79W, 425 mA, Instant Start Lamp | 425 | 79 | Instant | IAQ264G6MV | Instant | Y | N | 100V-240V (+/-10%)
G67T5VH | G67T5VH | G67T5VH - 79W, 425 mA, Instant Start Lamp | 425 | 79 | Instant | IAQ164G6MV | Instant | N | N | 100V-240V (+/-10%)
G67T5VH | G67T5VH | G67T5VH - 79W, 425 mA, Instant Start Lamp | 425 | 79 | Instant | IAQ264G6MV | Instant | Y | N | 100V-240V (+/-10%)
G6T5 | G6T5 | G6T5 - 6W, 160 mA, Rapid Start Lamp | 160 | 6 | Rapid | RPZ109V120 | Rapid | N | N | 120V (+/-10%)
G6T5 | G6T5 | G6T5 - 6W, 160 mA, Rapid Start Lamp | 160 | 6 | Rapid | RPZ211V120 | Rapid | Y | N | 120V (+/-10%)
G6T5 | G6T5 | G6T5 - 6W, 160 mA, Rapid Start Lamp | 160 | 6 | Rapid | RPZ109V230 | Rapid | N | N | 230V (+/-10%)
G6T5 | G6T5 | G6T5 - 6W, 160 mA, Rapid Start Lamp | 160 | 6 | Rapid | RPZ211V230 | Rapid | Y | N | 230V (+/-10%)
G6T5/OF | G6T5/OF | G6T5/OF - 6W, 160 mA, Rapid Start Lamp | 160 | 6 | Rapid | RPZ109V120 | Rapid | N | N | 120V (+/-10%)
G6T5/OF | G6T5/OF | G6T5/OF - 6W, 160 mA, Rapid Start Lamp | 160 | 6 | Rapid | RPZ211V120 | Rapid | Y | N | 120V (+/-10%)
G6T5/OF | G6T5/OF | G6T5/OF - 6W, 160 mA, Rapid Start Lamp | 160 | 6 | Rapid | RPZ109V230 | Rapid | N | N | 230V (+/-10%)
G6T5/OF | G6T5/OF | G6T5/OF - 6W, 160 mA, Rapid Start Lamp | 160 | 6 | Rapid | RPZ211V230 | Rapid | Y | N | 230V (+/-10%)
G8T5 | G8T5 | G8T5 - 8W, 150 mA, Rapid Start Lamp | 150 | 8 | Rapid | RPZ109V120 | Rapid | N | N | 120V (+/-10%)
G8T5 | G8T5 | G8T5 - 8W, 150 mA, Rapid Start Lamp | 150 | 8 | Rapid | RPZ109V230 | Rapid | N | N | 230V (+/-10%)
G8T5 | G8T5 | G8T5 - 8W, 150 mA, Rapid Start Lamp | 150 | 8 | Rapid | RPZ211V120 | Rapid | Y | N | 120V (+/-10%)
G8T5 | G8T5 | G8T5 - 8W, 150 mA, Rapid Start Lamp | 150 | 8 | Rapid | RPZ211V230 | Rapid | Y | N | 230V (+/-10%)
G8T5/OF | G8T5/OF | G8T5/OF - 8W, 150 mA, Rapid Start Lamp | 150 | 8 | Rapid | RPZ109V120 | Rapid | N | N | 120V (+/-10%)
G8T5/OF | G8T5/OF | G8T5/OF - 8W, 150 mA, Rapid Start Lamp | 150 | 8 | Rapid | RPZ109V230 | Rapid | N | N | 230V (+/-10%)
G8T5/OF | G8T5/OF | G8T5/OF - 8W, 150 mA, Rapid Start Lamp | 150 | 8 | Rapid | RPZ211V120 | Rapid | Y | N | 120V (+/-10%)
G8T5/OF | G8T5/OF | G8T5/OF - 8W, 150 mA, Rapid Start Lamp | 150 | 8 | Rapid | RPZ211V230 | Rapid | Y | N | 230V (+/-10%)
GBX36/UVC/2G11 | GBX36/UVC/2G11 | GBX36/UVC/2G11 - 36W, 440 mA, Preheat Start Lamp | 440 | 36 | Preheat | RSW240V120 | Rapid | Y | N | 120V (+/-10%)
GBX36/UVC/2G11 | GBX36/UVC/2G11 | GBX36/UVC/2G11 - 36W, 440 mA, Preheat Start Lamp | 440 | 36 | Preheat | PAQ230G6MV | Program | Y | N | 100V-240V (+/-10%)
GBX36/UVC/2G11 | GBX36/UVC/2G11 | GBX36/UVC/2G11 - 36W, 440 mA, Preheat Start Lamp | 440 | 36 | Preheat | PSM2GPH24IV | Program | N | Y | 100V-277V (+/-10%)
GBX36/UVC/2G11 | GBX36/UVC/2G11 | GBX36/UVC/2G11 - 36W, 440 mA, Preheat Start Lamp | 440 | 36 | Preheat | PSM2GPH24IVL | Program | N | N | 100V-277V (+/-10%)
GCF11DS/G23/SE | GCF11DS/G23/SE | GCF11DS/G23/SE - 11W, 150 mA, Preheat Start Lamp | 150 | 11 | Preheat | RPZ109V230 | Rapid | N | N | 230V (+/-10%)
GCF11DS/G23/SE | GCF11DS/G23/SE | GCF11DS/G23/SE - 11W, 150 mA, Preheat Start Lamp | 150 | 11 | Preheat | RPZ211V230 | Rapid | Y | N | 230V (+/-10%)
GCF11DS/G23/SE | GCF11DS/G23/SE | GCF11DS/G23/SE - 11W, 150 mA, Preheat Start Lamp | 150 | 11 | Preheat | RPZ109V120 | Rapid | N | N | 120V (+/-10%)
GCF11DS/G23/SE | GCF11DS/G23/SE | GCF11DS/G23/SE - 11W, 150 mA, Preheat Start Lamp | 150 | 11 | Preheat | RPZ211V120 | Rapid | Y | N | 120V (+/-10%)
GCF13DS/GX23/OF | GCF13DS/GX23/OF | GCF13DS/GX23/OF - 13W, 280 mA, Preheat Start Lamp | 280 | 13 | Preheat | RPZ117V120 | Rapid | N | N | 120V (+/-10%)
GCF13DS/GX23/OF | GCF13DS/GX23/OF | GCF13DS/GX23/OF - 13W, 280 mA, Preheat Start Lamp | 280 | 13 | Preheat | RPZ117V230 | Rapid | N | N | 230V (+/-10%)
GCF5DS/G23/SE/OF | GCF5DS/G23/SE/OF | GCF5DS/G23/SE/OF - 5W, 180 mA, Rapid Start Lamp | 180 | 5 | Rapid | RPZ109V120 | Rapid | N | N | 120V (+/-10%)
GCF5DS/G23/SE/OF | GCF5DS/G23/SE/OF | GCF5DS/G23/SE/OF - 5W, 180 mA, Rapid Start Lamp | 180 | 5 | Rapid | RPZ211V120 | Rapid | Y | N | 120V (+/-10%)
GCF5DS/G23/SE/OF | GCF5DS/G23/SE/OF | GCF5DS/G23/SE/OF - 5W, 180 mA, Rapid Start Lamp | 180 | 5 | Rapid | RPZ109V230 | Rapid | N | N | 230V (+/-10%)
GCF5DS/G23/SE/OF | GCF5DS/G23/SE/OF | GCF5DS/G23/SE/OF - 5W, 180 mA, Rapid Start Lamp | 180 | 5 | Rapid | RPZ211V230 | Rapid | Y | N | 230V (+/-10%)
GCF7DS/G23/SE/OF | GCF7DS/G23/SE/OF | GCF7DS/G23/SE/OF - 7W, 170 mA, Rapid Start Lamp | 170 | 7 | Rapid | RPZ109V120 | Rapid | N | N | 120V (+/-10%)
GCF7DS/G23/SE/OF | GCF7DS/G23/SE/OF | GCF7DS/G23/SE/OF - 7W, 170 mA, Rapid Start Lamp | 170 | 7 | Rapid | RPZ211V120 | Rapid | Y | N | 120V (+/-10%)
GCF7DS/G23/SE/OF | GCF7DS/G23/SE/OF | GCF7DS/G23/SE/OF - 7W, 170 mA, Rapid Start Lamp | 170 | 7 | Rapid | RPZ109V230 | Rapid | N | N | 230V (+/-10%)
GCF7DS/G23/SE/OF | GCF7DS/G23/SE/OF | GCF7DS/G23/SE/OF - 7W, 170 mA, Rapid Start Lamp | 170 | 7 | Rapid | RPZ211V230 | Rapid | Y | N | 230V (+/-10%)
GCF9DS/G23/SE/OF | GCF9DS/G23/SE/OF | GCF9DS/G23/SE/OF - 9W, 170 mA, Preheat Start Lamp | 170 | 9 | Preheat | RPZ109V230 | Rapid | N | N | 230V (+/-10%)
GCF9DS/G23/SE/OF | GCF9DS/G23/SE/OF | GCF9DS/G23/SE/OF - 9W, 170 mA, Preheat Start Lamp | 170 | 9 | Preheat | RPZ211V230 | Rapid | Y | N | 230V (+/-10%)
GCF9DS/G23/SE/OF | GCF9DS/G23/SE/OF | GCF9DS/G23/SE/OF - 9W, 170 mA, Preheat Start Lamp | 170 | 9 | Preheat | RPZ109V120 | Rapid | N | N | 120V (+/-10%)
GCF9DS/G23/SE/OF | GCF9DS/G23/SE/OF | GCF9DS/G23/SE/OF - 9W, 170 mA, Preheat Start Lamp | 170 | 9 | Preheat | RPZ211V120 | Rapid | Y | N | 120V (+/-10%)
GCL36T5L/Cell | GCL36T5L/Cell | GCL36T5L/Cell - 41W, 425 mA, Preheat Start Lamp | 425 | 41 | Preheat | PSM2GPH24IVL | Program | N | N | 100V-277V (+/-10%)
GCL36T5L/Cell | GCL36T5L/Cell | GCL36T5L/Cell - 41W, 425 mA, Preheat Start Lamp | 425 | 41 | Preheat | PSM2GPH24IV | Program | N | Y | 100V-277V (+/-10%)
GCL36T5L/Cell | GCL36T5L/Cell | GCL36T5L/Cell - 41W, 425 mA, Preheat Start Lamp | 425 | 41 | Preheat | PAQ230G6MV | Program | Y | N | 100V-240V (+/-10%)
GCL36T5VH/Cell | GCL36T5VH/Cell | GCL36T5VH/Cell - 41W, 425 mA, Preheat Start Lamp | 425 | 41 | Preheat | PSM2GPH24IVL | Program | N | N | 100V-277V (+/-10%)
GCL36T5VH/Cell | GCL36T5VH/Cell | GCL36T5VH/Cell - 41W, 425 mA, Preheat Start Lamp | 425 | 41 | Preheat | PSM2GPH24IV | Program | N | Y | 100V-277V (+/-10%)
GCL36T5VH/Cell | GCL36T5VH/Cell | GCL36T5VH/Cell - 41W, 425 mA, Preheat Start Lamp | 425 | 41 | Preheat | PAQ230G6MV | Program | Y | N | 100V-240V (+/-10%)
GCL436T5L/Cell | GCL436T5L/Cell | GCL436T5L/Cell - 21W, 425 mA, Preheat Start Lamp | 425 | 21 | Preheat | PAQ230G6MV | Program | Y | N | 100V-240V (+/-10%)
GCL436T5L/Cell | GCL436T5L/Cell | GCL436T5L/Cell - 21W, 425 mA, Preheat Start Lamp | 425 | 21 | Preheat | PSM2GPH24IV | Program | Y | Y | 100V-277V (+/-10%)
GCL436T5L/Cell | GCL436T5L/Cell | GCL436T5L/Cell - 21W, 425 mA, Preheat Start Lamp | 425 | 21 | Preheat | PSM2GPH24IVL | Program | Y | N | 100V-277V (+/-10%)
GCL436T5L/Cell | GCL436T5L/Cell | GCL436T5L/Cell - 21W, 425 mA, Preheat Start Lamp | 425 | 21 | Preheat | PSM2GPH18MVDW | Program | N | N | 120V-277V (+/-10%)
GCL436T5VH/Cell | GCL436T5VH/Cell | GCL436T5VH/Cell - 21W, 425 mA, Preheat Start Lamp | 425 | 21 | Preheat | PAQ230G6MV | Program | Y | N | 100V-240V (+/-10%)
GCL436T5VH/Cell | GCL436T5VH/Cell | GCL436T5VH/Cell - 21W, 425 mA, Preheat Start Lamp | 425 | 21 | Preheat | PSM2GPH24IV | Program | Y | Y | 100V-277V (+/-10%)
GCL436T5VH/Cell | GCL436T5VH/Cell | GCL436T5VH/Cell - 21W, 425 mA, Preheat Start Lamp | 425 | 21 | Preheat | PSM2GPH24IVL | Program | Y | N | 100V-277V (+/-10%)
GCL436T5VH/Cell | GCL436T5VH/Cell | GCL436T5VH/Cell - 21W, 425 mA, Preheat Start Lamp | 425 | 21 | Preheat | PSM2GPH18MVDW | Program | N | N | 120V-277V (+/-10%)
GCL793T5L/Cell | GCL793T5L/Cell | GCL793T5L/Cell - 38W, 425 mA, Preheat Start Lamp | 425 | 38 | Preheat | PSM2GPH24IVL | Program | N | N | 100V-277V (+/-10%)
GCL793T5L/Cell | GCL793T5L/Cell | GCL793T5L/Cell - 38W, 425 mA, Preheat Start Lamp | 425 | 38 | Preheat | PSM2GPH24IV | Program | N | Y | 100V-277V (+/-10%)
GCL793T5L/Cell | GCL793T5L/Cell | GCL793T5L/Cell - 38W, 425 mA, Preheat Start Lamp | 425 | 38 | Preheat | PAQ230G6MV | Program | Y | N | 100V-240V (+/-10%)
GCL793T5L/Cell | GCL793T5L/Cell | GCL793T5L/Cell - 38W, 425 mA, Preheat Start Lamp | 425 | 38 | Preheat | RSW240V120 | Rapid | Y | N | 120V (+/-10%)
GCL793T5VH/Cell | GCL793T5VH/Cell | GCL793T5VH/Cell - 38W, 425 mA, Preheat Start Lamp | 425 | 38 | Preheat | PSM2GPH24IVL | Program | N | N | 100V-277V (+/-10%)
GCL793T5VH/Cell | GCL793T5VH/Cell | GCL793T5VH/Cell - 38W, 425 mA, Preheat Start Lamp | 425 | 38 | Preheat | PSM2GPH24IV | Program | N | Y | 100V-277V (+/-10%)
GCL793T5VH/Cell | GCL793T5VH/Cell | GCL793T5VH/Cell - 38W, 425 mA, Preheat Start Lamp | 425 | 38 | Preheat | PAQ230G6MV | Program | Y | N | 100V-240V (+/-10%)
GCL793T5VH/Cell | GCL793T5VH/Cell | GCL793T5VH/Cell - 38W, 425 mA, Preheat Start Lamp | 425 | 38 | Preheat | RSW240V120 | Rapid | Y | N | 120V (+/-10%)
GFT18DL/2G11/SE/OF | GFT18DL/2G11/SE/OF | GFT18DL/2G11/SE/OF - 18W, 380 mA, Preheat Start Lamp | 380 | 18 | Preheat | PAQ230G6MV | Program | Y | N | 100V-240V (+/-10%)
GFT18DL/2G11/SE/OF | GFT18DL/2G11/SE/OF | GFT18DL/2G11/SE/OF - 18W, 380 mA, Preheat Start Lamp | 380 | 18 | Preheat | PSM2GPH24IVL | Program | Y | N | 100V-277V (+/-10%)
GFT18DL/2G11/SE/OF | GFT18DL/2G11/SE/OF | GFT18DL/2G11/SE/OF - 18W, 380 mA, Preheat Start Lamp | 380 | 18 | Preheat | PSM2GPH24IV | Program | Y | Y | 100V-277V (+/-10%)
GFT18DL/2G11/SE/OF | GFT18DL/2G11/SE/OF | GFT18DL/2G11/SE/OF - 18W, 380 mA, Preheat Start Lamp | 380 | 18 | Preheat | PSM2GPH18MVDW | Program | N | N | 120V-277V (+/-10%)
GFT18DL/2G11/SE/OF | GFT18DL/2G11/SE/OF | GFT18DL/2G11/SE/OF - 18W, 380 mA, Preheat Start Lamp | 380 | 18 | Preheat | RSN1GPH20120 | Rapid | N | N | 120V (+/-10%)
GFT24DL/2G11/SE | GFT24DL/2G11/SE | GFT24DL/2G11/SE - 24W, 340 mA, Preheat Start Lamp | 340 | 24 | Preheat | RPZ123V120 | Rapid | N | N | 120V (+/-10%)
GFT24DL/2G11/SE | GFT24DL/2G11/SE | GFT24DL/2G11/SE - 24W, 340 mA, Preheat Start Lamp | 340 | 24 | Preheat | RPZ123V230 | Rapid | N | N | 230V (+/-10%)
GFT36DL/2G11/SE/OF | GFT36DL/2G11/SE/OF | GFT36DL/2G11/SE/OF - 36W, 440 mA, Preheat Start Lamp | 440 | 36 | Preheat | PSM2GPH24IV | Program | N | Y | 100V-277V (+/-10%)
GFT36DL/2G11/SE/OF | GFT36DL/2G11/SE/OF | GFT36DL/2G11/SE/OF - 36W, 440 mA, Preheat Start Lamp | 440 | 36 | Preheat | PAQ230G6MV | Program | Y | N | 100V-240V (+/-10%)
GFT36DL/2G11/SE/OF | GFT36DL/2G11/SE/OF | GFT36DL/2G11/SE/OF - 36W, 440 mA, Preheat Start Lamp | 440 | 36 | Preheat | RSW240V120 | Rapid | Y | N | 120V (+/-10%)
GFT36DL/2G11/SE/OF | GFT36DL/2G11/SE/OF | GFT36DL/2G11/SE/OF - 36W, 440 mA, Preheat Start Lamp | 440 | 36 | Preheat | PSM2GPH24IVL | Program | N | N | 100V-277V (+/-10%)
GFT55DL/2G11/SE | GFT55DL/2G11/SE | GFT55DL/2G11/SE - 55W, 550 mA, Preheat Start Lamp | 550 | 55 | Preheat | PSP2GPH25HOIVDW | Program | N | N | 100V-277V (+/-10%)
GFT60DL/2G11/SE/OF | GFT60DL/2G11/SE/OF | GFT60DL/2G11/SE/OF - 60W, 800 mA, Preheat Start Lamp | 800 | 60 | Preheat | PSP2GPH48HOIVL | Program | N | N | 100V-277V (+/-10%)
GFT60DL/2G11/SE/OF | GFT60DL/2G11/SE/OF | GFT60DL/2G11/SE/OF - 60W, 800 mA, Preheat Start Lamp | 800 | 60 | Preheat | PAQ230G6HOMV | Program | Y | N | 100V-240V (+/-10%)
GFT60DL/2G11/SE/OF | GFT60DL/2G11/SE/OF | GFT60DL/2G11/SE/OF - 60W, 800 mA, Preheat Start Lamp | 800 | 60 | Preheat | PSP2GPH40HOIVDW | Program | N | N | 100V-277V (+/-10%)
GFT60DL/2G11/SE/OF | GFT60DL/2G11/SE/OF | GFT60DL/2G11/SE/OF - 60W, 800 mA, Preheat Start Lamp | 800 | 60 | Preheat | PSP2GPH48HOIV | Program | N | Y | 100V-277V (+/-10%)
GFT60DL/2G11/SE/OF | GFT60DL/2G11/SE/OF | GFT60DL/2G11/SE/OF - 60W, 800 mA, Preheat Start Lamp | 800 | 60 | Preheat | PSR2GPH55HOMV | Program | N | N | 120V-277V (+/-10%)
GFT60DL/2G11/SE/OF | GFT60DL/2G11/SE/OF | GFT60DL/2G11/SE/OF - 60W, 800 mA, Preheat Start Lamp | 800 | 60 | Preheat | PSP2GPH75HOHV | Program | Y | Y | 220V-277V (+/-10%)
GFT60DL/2G11/SE/OF | GFT60DL/2G11/SE/OF | GFT60DL/2G11/SE/OF - 60W, 800 mA, Preheat Start Lamp | 800 | 60 | Preheat | PSP2GPH75HOHVL | Program | Y | N | 220V-277V (+/-10%)
GFT95DL/2G11/SE/OF | GFT95DL/2G11/SE/OF | GFT95DL/2G11/SE/OF - 95W, 800 mA, Preheat Start Lamp | 800 | 95 | Preheat | PAQ164G6HOMV | Program | N | N | 100V-240V (+/-10%)
GFT95DL/2G11/SE/OF | GFT95DL/2G11/SE/OF | GFT95DL/2G11/SE/OF - 95W, 800 mA, Preheat Start Lamp | 800 | 95 | Preheat | PAQ264G6HOMV | Program | Y | N | 100V-240V (+/-10%)
GFT95DL/2G11/SE/OF | GFT95DL/2G11/SE/OF | GFT95DL/2G11/SE/OF - 95W, 800 mA, Preheat Start Lamp | 800 | 95 | Preheat | PSP2GPH48HOIVL | Program | N | N | 100V-277V (+/-10%)
GFT95DL/2G11/SE/OF | GFT95DL/2G11/SE/OF | GFT95DL/2G11/SE/OF - 95W, 800 mA, Preheat Start Lamp | 800 | 95 | Preheat | PSP2GPH48HOIV | Program | N | Y | 100V-277V (+/-10%)
GFT95DL/2G11/SE/OF | GFT95DL/2G11/SE/OF | GFT95DL/2G11/SE/OF - 95W, 800 mA, Preheat Start Lamp | 800 | 95 | Preheat | PSP2GPH75HOHV | Program | N | Y | 220V-277V (+/-10%)
GFT95DL/2G11/SE/OF | GFT95DL/2G11/SE/OF | GFT95DL/2G11/SE/OF - 95W, 800 mA, Preheat Start Lamp | 800 | 95 | Preheat | PSP2GPH75HOHVL | Program | N | N | 220V-277V (+/-10%)
GHO36T5L | GHO36T5L | GHO36T5L - 75W, 800 mA, Instant Start Lamp | 800 | 75 | Instant | IAQ230G6HOMV | Instant | Y | N | 100V-240V (+/-10%)
GHO36T5L | GHO36T5L | GHO36T5L - 75W, 800 mA, Instant Start Lamp | 800 | 75 | Instant | ISP2GPH75HOHV | Instant | Y | Y | 220V-277V (+/-10%)
GHO36T5L | GHO36T5L | GHO36T5L - 75W, 800 mA, Instant Start Lamp | 800 | 75 | Instant | ISP2GPH75HOHVL | Instant | Y | N | 220V-277V (+/-10%)
GHO36T5L/4 | GHO36T5L/4 | GHO36T5L/4 - 75W, 800 mA, Preheat Start Lamp | 800 | 75 | Preheat | PSP2GPH48HOIVL | Program | N | N | 100V-277V (+/-10%)
GHO36T5L/4 | GHO36T5L/4 | GHO36T5L/4 - 75W, 800 mA, Preheat Start Lamp | 800 | 75 | Preheat | PAQ230G6HOMV | Program | Y | N | 100V-240V (+/-10%)
GHO36T5L/4 | GHO36T5L/4 | GHO36T5L/4 - 75W, 800 mA, Preheat Start Lamp | 800 | 75 | Preheat | PSP2GPH40HOIVDW | Program | N | N | 100V-277V (+/-10%)
GHO36T5L/4 | GHO36T5L/4 | GHO36T5L/4 - 75W, 800 mA, Preheat Start Lamp | 800 | 75 | Preheat | PSP2GPH48HOIV | Program | N | Y | 100V-277V (+/-10%)
GHO36T5L/4 | GHO36T5L/4 | GHO36T5L/4 - 75W, 800 mA, Preheat Start Lamp | 800 | 75 | Preheat | PSR2GPH55HOMV | Program | N | N | 120V-277V (+/-10%)
GHO36T5L/4 | GHO36T5L/4 | GHO36T5L/4 - 75W, 800 mA, Preheat Start Lamp | 800 | 75 | Preheat | PSP2GPH75HOHV | Program | Y | Y | 220V-277V (+/-10%)
GHO36T5L/4 | GHO36T5L/4 | GHO36T5L/4 - 75W, 800 mA, Preheat Start Lamp | 800 | 75 | Preheat | PSP2GPH75HOHVL | Program | Y | N | 220V-277V (+/-10%)
GHO36T5L/4PSE | GHO36T5L/4PSE | GHO36T5L/4PSE - 84W, 800 mA, Preheat Start Lamp | 800 | 84 | Preheat | PAQ164G6HOMV | Program | N | N | 100V-240V (+/-10%)
GHO36T5L/4PSE | GHO36T5L/4PSE | GHO36T5L/4PSE - 84W, 800 mA, Preheat Start Lamp | 800 | 84 | Preheat | PAQ264G6HOMV | Program | Y | N | 100V-240V (+/-10%)
GHO36T5L/4PSE | GHO36T5L/4PSE | GHO36T5L/4PSE - 84W, 800 mA, Preheat Start Lamp | 800 | 84 | Preheat | PSP2GPH48HOIVL | Program | N | N | 100V-277V (+/-10%)
GHO36T5L/4PSE | GHO36T5L/4PSE | GHO36T5L/4PSE - 84W, 800 mA, Preheat Start Lamp | 800 | 84 | Preheat | PSP2GPH48HOIV | Program | N | Y | 100V-277V (+/-10%)
GHO36T5L/4PSE | GHO36T5L/4PSE | GHO36T5L/4PSE - 84W, 800 mA, Preheat Start Lamp | 800 | 84 | Preheat | PSR2GPH55HOMV | Program | N | N | 120V-277V (+/-10%)
GHO36T5L/4PSE | GHO36T5L/4PSE | GHO36T5L/4PSE - 84W, 800 mA, Preheat Start Lamp | 800 | 84 | Preheat | PSP2GPH75HOHV | Program | N | Y | 220V-277V (+/-10%)
GHO36T5L/4PSE | GHO36T5L/4PSE | GHO36T5L/4PSE - 84W, 800 mA, Preheat Start Lamp | 800 | 84 | Preheat | PSP2GPH75HOHVL | Program | N | N | 220V-277V (+/-10%)
GHO36T5L/SPECIAL BASE | GHO36T5L/SPECIAL BASE | GHO36T5L/SPECIAL BASE - 75W, 800 mA, Preheat Start Lamp | 800 | 75 | Preheat | PSP2GPH48HOIVL | Program | N | N | 100V-277V (+/-10%)
GHO36T5L/SPECIAL BASE | GHO36T5L/SPECIAL BASE | GHO36T5L/SPECIAL BASE - 75W, 800 mA, Preheat Start Lamp | 800 | 75 | Preheat | PAQ230G6HOMV | Program | Y | N | 100V-240V (+/-10%)
GHO36T5L/SPECIAL BASE | GHO36T5L/SPECIAL BASE | GHO36T5L/SPECIAL BASE - 75W, 800 mA, Preheat Start Lamp | 800 | 75 | Preheat | PSP2GPH40HOIVDW | Program | N | N | 100V-277V (+/-10%)
GHO36T5L/SPECIAL BASE | GHO36T5L/SPECIAL BASE | GHO36T5L/SPECIAL BASE - 75W, 800 mA, Preheat Start Lamp | 800 | 75 | Preheat | PSP2GPH48HOIV | Program | N | Y | 100V-277V (+/-10%)
GHO36T5L/SPECIAL BASE | GHO36T5L/SPECIAL BASE | GHO36T5L/SPECIAL BASE - 75W, 800 mA, Preheat Start Lamp | 800 | 75 | Preheat | PSR2GPH55HOMV | Program | N | N | 120V-277V (+/-10%)
GHO36T5L/SPECIAL BASE | GHO36T5L/SPECIAL BASE | GHO36T5L/SPECIAL BASE - 75W, 800 mA, Preheat Start Lamp | 800 | 75 | Preheat | PSP2GPH75HOHV | Program | Y | Y | 220V-277V (+/-10%)
GHO36T5L/SPECIAL BASE | GHO36T5L/SPECIAL BASE | GHO36T5L/SPECIAL BASE - 75W, 800 mA, Preheat Start Lamp | 800 | 75 | Preheat | PSP2GPH75HOHVL | Program | Y | N | 220V-277V (+/-10%)
GHO36T5VH | GHO36T5VH | GHO36T5VH - 87W, 800 mA, Instant Start Lamp | 800 | 87 | Instant | IAQ164G6HOMV | Instant | Y | N | 100V-240V (+/-10%)
GHO36T5VH | GHO36T5VH | GHO36T5VH - 87W, 800 mA, Instant Start Lamp | 800 | 87 | Instant | IAQ264G6HOMV | Instant | Y | N | 100V-240V (+/-10%)
GHO36T5VH | GHO36T5VH | GHO36T5VH - 87W, 800 mA, Instant Start Lamp | 800 | 87 | Instant | ISP2GPH75HOHV | Instant | N | Y | 220V-277V (+/-10%)
GHO36T5VH | GHO36T5VH | GHO36T5VH - 87W, 800 mA, Instant Start Lamp | 800 | 87 | Instant | ISP2GPH75HOHVL | Instant | N | N | 220V-277V (+/-10%)
GHO36T5VH/4 | GHO36T5VH/4 | GHO36T5VH/4 - 87W, 800 mA, Preheat Start Lamp | 800 | 87 | Preheat | PAQ164G6HOMV | Program | N | N | 100V-240V (+/-10%)
GHO36T5VH/4 | GHO36T5VH/4 | GHO36T5VH/4 - 87W, 800 mA, Preheat Start Lamp | 800 | 87 | Preheat | PAQ264G6HOMV | Program | Y | N | 100V-240V (+/-10%)
GHO36T5VH/4 | GHO36T5VH/4 | GHO36T5VH/4 - 87W, 800 mA, Preheat Start Lamp | 800 | 87 | Preheat | PSP2GPH48HOIVL | Program | N | N | 100V-277V (+/-10%)
GHO36T5VH/4 | GHO36T5VH/4 | GHO36T5VH/4 - 87W, 800 mA, Preheat Start Lamp | 800 | 87 | Preheat | PSP2GPH48HOIV | Program | N | Y | 100V-277V (+/-10%)
GHO36T5VH/4 | GHO36T5VH/4 | GHO36T5VH/4 - 87W, 800 mA, Preheat Start Lamp | 800 | 87 | Preheat | PSR2GPH55HOMV | Program | N | N | 120V-277V (+/-10%)
GHO36T5VH/4 | GHO36T5VH/4 | GHO36T5VH/4 - 87W, 800 mA, Preheat Start Lamp | 800 | 87 | Preheat | PSP2GPH75HOHV | Program | N | Y | 220V-277V (+/-10%)
GHO36T5VH/4 | GHO36T5VH/4 | GHO36T5VH/4 - 87W, 800 mA, Preheat Start Lamp | 800 | 87 | Preheat | PSP2GPH75HOHVL | Program | N | N | 220V-277V (+/-10%)
GHO36T5VH/4PSE | GHO36T5VH/4PSE | GHO36T5VH/4PSE - 84W, 800 mA, Preheat Start Lamp | 800 | 84 | Preheat | PAQ164G6HOMV | Program | N | N | 100V-240V (+/-10%)
GHO36T5VH/4PSE | GHO36T5VH/4PSE | GHO36T5VH/4PSE - 84W, 800 mA, Preheat Start Lamp | 800 | 84 | Preheat | PAQ264G6HOMV | Program | Y | N | 100V-240V (+/-10%)
GHO36T5VH/4PSE | GHO36T5VH/4PSE | GHO36T5VH/4PSE - 84W, 800 mA, Preheat Start Lamp | 800 | 84 | Preheat | PSP2GPH48HOIVL | Program | N | N | 100V-277V (+/-10%)
GHO36T5VH/4PSE | GHO36T5VH/4PSE | GHO36T5VH/4PSE - 84W, 800 mA, Preheat Start Lamp | 800 | 84 | Preheat | PSP2GPH48HOIV | Program | N | Y | 100V-277V (+/-10%)
GHO36T5VH/4PSE | GHO36T5VH/4PSE | GHO36T5VH/4PSE - 84W, 800 mA, Preheat Start Lamp | 800 | 84 | Preheat | PSR2GPH55HOMV | Program | N | N | 120V-277V (+/-10%)
GHO36T5VH/4PSE | GHO36T5VH/4PSE | GHO36T5VH/4PSE - 84W, 800 mA, Preheat Start Lamp | 800 | 84 | Preheat | PSP2GPH75HOHV | Program | N | Y | 220V-277V (+/-10%)
GHO36T5VH/4PSE | GHO36T5VH/4PSE | GHO36T5VH/4PSE - 84W, 800 mA, Preheat Start Lamp | 800 | 84 | Preheat | PSP2GPH75HOHVL | Program | N | N | 220V-277V (+/-10%)
GHO432T5L/MDBP | GHO432T5L/MDBP | GHO432T5L/MDBP - 48W, 800 mA, Preheat Start Lamp | 800 | 48 | Preheat | PAQ230G6HOMV | Program | Y | N | 100V-240V (+/-10%)
GHO432T5L/MDBP | GHO432T5L/MDBP | GHO432T5L/MDBP - 48W, 800 mA, Preheat Start Lamp | 800 | 48 | Preheat | PSP2GPH40HOIVDW | Program | N | N | 100V-277V (+/-10%)
GHO432T5L/MDBP | GHO432T5L/MDBP | GHO432T5L/MDBP - 48W, 800 mA, Preheat Start Lamp | 800 | 48 | Preheat | PSP2GPH48HOIV | Program | Y | Y | 100V-277V (+/-10%)
GHO432T5L/MDBP | GHO432T5L/MDBP | GHO432T5L/MDBP - 48W, 800 mA, Preheat Start Lamp | 800 | 48 | Preheat | PSP2GPH48HOIVL | Program | Y | N | 100V-277V (+/-10%)
GHO432T5L/MDBP | GHO432T5L/MDBP | GHO432T5L/MDBP - 48W, 800 mA, Preheat Start Lamp | 800 | 48 | Preheat | PSR2GPH55HOMV | Program | N | N | 120V-277V (+/-10%)
GHO432T5L/MDBP | GHO432T5L/MDBP | GHO432T5L/MDBP - 48W, 800 mA, Preheat Start Lamp | 800 | 48 | Preheat | PSP2GPH75HOHV | Program | Y | Y | 220V-277V (+/-10%)
GHO432T5L/MDBP | GHO432T5L/MDBP | GHO432T5L/MDBP - 48W, 800 mA, Preheat Start Lamp | 800 | 48 | Preheat | PSP2GPH75HOHVL | Program | Y | N | 220V-277V (+/-10%)
GHO436T5L | GHO436T5L | GHO436T5L - 48W, 800 mA, Instant Start Lamp | 800 | 48 | Instant | IAQ230G6HOMV | Instant | Y | N | 100V-240V (+/-10%)
GHO436T5L | GHO436T5L | GHO436T5L - 48W, 800 mA, Instant Start Lamp | 800 | 48 | Instant | ISP2GPH75HOHV | Instant | Y | Y | 220V-277V (+/-10%)
GHO436T5L | GHO436T5L | GHO436T5L - 48W, 800 mA, Instant Start Lamp | 800 | 48 | Instant | ISP2GPH75HOHVL | Instant | Y | N | 220V-277V (+/-10%)
GHO436T5L/4 | GHO436T5L/4 | GHO436T5L/4 - 48W, 800 mA, Preheat Start Lamp | 800 | 48 | Preheat | PAQ230G6HOMV | Program | Y | N | 100V-240V (+/-10%)
GHO436T5L/4 | GHO436T5L/4 | GHO436T5L/4 - 48W, 800 mA, Preheat Start Lamp | 800 | 48 | Preheat | PSP2GPH48HOIV | Program | Y | Y | 100V-277V (+/-10%)
GHO436T5L/4 | GHO436T5L/4 | GHO436T5L/4 - 48W, 800 mA, Preheat Start Lamp | 800 | 48 | Preheat | PSP2GPH48HOIVL | Program | Y | N | 100V-277V (+/-10%)
GHO436T5L/4 | GHO436T5L/4 | GHO436T5L/4 - 48W, 800 mA, Preheat Start Lamp | 800 | 48 | Preheat | PSR2GPH55HOMV | Program | Y | N | 120V-277V (+/-10%)
GHO436T5L/4 | GHO436T5L/4 | GHO436T5L/4 - 48W, 800 mA, Preheat Start Lamp | 800 | 48 | Preheat | PSP2GPH75HOHV | Program | Y | N | 220V-277V (+/-10%)
GHO436T5L/4 | GHO436T5L/4 | GHO436T5L/4 - 48W, 800 mA, Preheat Start Lamp | 800 | 48 | Preheat | PSP2GPH75HOHVL | Program | Y | N | 220V-277V (+/-10%)
GHO436T5L/SPECIAL BASE | GHO436T5L/SPECIAL BASE | GHO436T5L/SPECIAL BASE - 48W, 800 mA, Preheat Start Lamp | 800 | 48 | Preheat | PAQ230G6HOMV | Program | Y | N | 100V-240V (+/-10%)
GHO436T5L/SPECIAL BASE | GHO436T5L/SPECIAL BASE | GHO436T5L/SPECIAL BASE - 48W, 800 mA, Preheat Start Lamp | 800 | 48 | Preheat | PSP2GPH40HOIVDW | Program | N | N | 100V-277V (+/-10%)
GHO436T5L/SPECIAL BASE | GHO436T5L/SPECIAL BASE | GHO436T5L/SPECIAL BASE - 48W, 800 mA, Preheat Start Lamp | 800 | 48 | Preheat | PSP2GPH48HOIV | Program | Y | Y | 100V-277V (+/-10%)
GHO436T5L/SPECIAL BASE | GHO436T5L/SPECIAL BASE | GHO436T5L/SPECIAL BASE - 48W, 800 mA, Preheat Start Lamp | 800 | 48 | Preheat | PSP2GPH48HOIVL | Program | Y | N | 100V-277V (+/-10%)
GHO436T5L/SPECIAL BASE | GHO436T5L/SPECIAL BASE | GHO436T5L/SPECIAL BASE - 48W, 800 mA, Preheat Start Lamp | 800 | 48 | Preheat | PSR2GPH55HOMV | Program | N | N | 120V-277V (+/-10%)
GHO436T5L/SPECIAL BASE | GHO436T5L/SPECIAL BASE | GHO436T5L/SPECIAL BASE - 48W, 800 mA, Preheat Start Lamp | 800 | 48 | Preheat | PSP2GPH75HOHV | Program | Y | Y | 220V-277V (+/-10%)
GHO436T5L/SPECIAL BASE | GHO436T5L/SPECIAL BASE | GHO436T5L/SPECIAL BASE - 48W, 800 mA, Preheat Start Lamp | 800 | 48 | Preheat | PSP2GPH75HOHVL | Program | Y | N | 220V-277V (+/-10%)
GHO48T5L | GHO48T5L | GHO48T5L - 119W, 800 mA, Instant Start Lamp | 800 | 119 | Instant | IAQ164G6HOMV | Instant | Y | N | 100V-240V (+/-10%)
GHO48T5L | GHO48T5L | GHO48T5L - 119W, 800 mA, Instant Start Lamp | 800 | 119 | Instant | IAQ264G6HOMV | Instant | Y | N | 100V-240V (+/-10%)
GHO48T5L | GHO48T5L | GHO48T5L - 119W, 800 mA, Instant Start Lamp | 800 | 119 | Instant | ISP2GPH75HOHV | Instant | N | Y | 220V-277V (+/-10%)
GHO48T5L | GHO48T5L | GHO48T5L - 119W, 800 mA, Instant Start Lamp | 800 | 119 | Instant | ISP2GPH75HOHVL | Instant | N | N | 220V-277V (+/-10%)
GHO508T5L/HO/4PSE | GHO508T5L/HO/4PSE | GHO508T5L/HO/4PSE - 56W, 800 mA, Preheat Start Lamp | 800 | 56 | Preheat | PSP2GPH48HOIVL | Program | N | N | 100V-277V (+/-10%)
GHO508T5L/HO/4PSE | GHO508T5L/HO/4PSE | GHO508T5L/HO/4PSE - 56W, 800 mA, Preheat Start Lamp | 800 | 56 | Preheat | PAQ230G6HOMV | Program | Y | N | 100V-240V (+/-10%)
GHO508T5L/HO/4PSE | GHO508T5L/HO/4PSE | GHO508T5L/HO/4PSE - 56W, 800 mA, Preheat Start Lamp | 800 | 56 | Preheat | PSP2GPH40HOIVDW | Program | N | N | 100V-277V (+/-10%)
GHO508T5L/HO/4PSE | GHO508T5L/HO/4PSE | GHO508T5L/HO/4PSE - 56W, 800 mA, Preheat Start Lamp | 800 | 56 | Preheat | PSP2GPH48HOIV | Program | N | Y | 100V-277V (+/-10%)
GHO508T5L/HO/4PSE | GHO508T5L/HO/4PSE | GHO508T5L/HO/4PSE - 56W, 800 mA, Preheat Start Lamp | 800 | 56 | Preheat | PSR2GPH55HOMV | Program | N | N | 120V-277V (+/-10%)
GHO508T5L/HO/4PSE | GHO508T5L/HO/4PSE | GHO508T5L/HO/4PSE - 56W, 800 mA, Preheat Start Lamp | 800 | 56 | Preheat | PSP2GPH75HOHV | Program | Y | Y | 220V-277V (+/-10%)
GHO508T5L/HO/4PSE | GHO508T5L/HO/4PSE | GHO508T5L/HO/4PSE - 56W, 800 mA, Preheat Start Lamp | 800 | 56 | Preheat | PSP2GPH75HOHVL | Program | Y | N | 220V-277V (+/-10%)
GHO64T5L | GHO64T5L | GHO64T5L - 145W, 800 mA, Instant Start Lamp | 800 | 145 | Instant | IAQ164G6HOMV | Instant | Y | N | 100V-240V (+/-10%)
GHO64T5L | GHO64T5L | GHO64T5L - 145W, 800 mA, Instant Start Lamp | 800 | 145 | Instant | IAQ264G6HOMV | Instant | Y | N | 100V-240V (+/-10%)
GHO64T5L | GHO64T5L | GHO64T5L - 145W, 800 mA, Instant Start Lamp | 800 | 145 | Instant | ISP2GPH75HOHV | Instant | N | Y | 220V-277V (+/-10%)
GHO64T5L | GHO64T5L | GHO64T5L - 145W, 800 mA, Instant Start Lamp | 800 | 145 | Instant | ISP2GPH75HOHVL | Instant | N | N | 220V-277V (+/-10%)
GHO64T5L/4 | GHO64T5L/4 | GHO64T5L/4 - 145W, 800 mA, Preheat Start Lamp | 800 | 145 | Preheat | PAQ164G6HOMV | Program | N | N | 100V-240V (+/-10%)
GHO64T5L/4 | GHO64T5L/4 | GHO64T5L/4 - 145W, 800 mA, Preheat Start Lamp | 800 | 145 | Preheat | PAQ264G6HOMV | Program | Y | N | 100V-240V (+/-10%)
GHO64T5L/4 | GHO64T5L/4 | GHO64T5L/4 - 145W, 800 mA, Preheat Start Lamp | 800 | 145 | Preheat | PSP2GPH75HOHV | Program | N | Y | 220V-277V (+/-10%)
GHO64T5L/4 | GHO64T5L/4 | GHO64T5L/4 - 145W, 800 mA, Preheat Start Lamp | 800 | 145 | Preheat | PSP2GPH75HOHVL | Program | N | N | 220V-277V (+/-10%)
GHO64T5L/4PSE | GHO64T5L/4PSE | GHO64T5L/4PSE - 155W, 800 mA, Preheat Start Lamp | 800 | 155 | Preheat | PAQ164G6HOMV | Program | N | N | 100V-240V (+/-10%)
GHO64T5L/4PSE | GHO64T5L/4PSE | GHO64T5L/4PSE - 155W, 800 mA, Preheat Start Lamp | 800 | 155 | Preheat | PAQ264G6HOMV | Program | Y | N | 100V-240V (+/-10%)
GHO64T5L/4PSE | GHO64T5L/4PSE | GHO64T5L/4PSE - 155W, 800 mA, Preheat Start Lamp | 800 | 155 | Preheat | PSP2GPH75HOHV | Program | N | Y | 220V-277V (+/-10%)
GHO64T5L/4PSE | GHO64T5L/4PSE | GHO64T5L/4PSE - 155W, 800 mA, Preheat Start Lamp | 800 | 155 | Preheat | PSP2GPH75HOHVL | Program | N | N | 220V-277V (+/-10%)
GHO64T5VH | GHO64T5VH | GHO64T5VH - 145W, 800 mA, Instant Start Lamp | 800 | 145 | Instant | IAQ164G6HOMV | Instant | Y | N | 100V-240V (+/-10%)
GHO64T5VH | GHO64T5VH | GHO64T5VH - 145W, 800 mA, Instant Start Lamp | 800 | 145 | Instant | IAQ264G6HOMV | Instant | Y | N | 100V-240V (+/-10%)
GHO64T5VH | GHO64T5VH | GHO64T5VH - 145W, 800 mA, Instant Start Lamp | 800 | 145 | Instant | ISP2GPH75HOHV | Instant | N | Y | 220V-277V (+/-10%)
GHO64T5VH | GHO64T5VH | GHO64T5VH - 145W, 800 mA, Instant Start Lamp | 800 | 145 | Instant | ISP2GPH75HOHVL | Instant | N | N | 220V-277V (+/-10%)
GHO64T5VH/4 | GHO64T5VH/4 | GHO64T5VH/4 - 145W, 800 mA, Preheat Start Lamp | 800 | 145 | Preheat | PAQ164G6HOMV | Program | N | N | 100V-240V (+/-10%)
GHO64T5VH/4 | GHO64T5VH/4 | GHO64T5VH/4 - 145W, 800 mA, Preheat Start Lamp | 800 | 145 | Preheat | PAQ264G6HOMV | Program | Y | N | 100V-240V (+/-10%)
GHO64T5VH/4 | GHO64T5VH/4 | GHO64T5VH/4 - 145W, 800 mA, Preheat Start Lamp | 800 | 145 | Preheat | PSP2GPH75HOHV | Program | N | Y | 220V-277V (+/-10%)
GHO64T5VH/4 | GHO64T5VH/4 | GHO64T5VH/4 - 145W, 800 mA, Preheat Start Lamp | 800 | 145 | Preheat | PSP2GPH75HOHVL | Program | N | N | 220V-277V (+/-10%)
GHO64T5VH/4PSE | GHO64T5VH/4PSE | GHO64T5VH/4PSE - 155W, 800 mA, Preheat Start Lamp | 800 | 155 | Preheat | PAQ164G6HOMV | Program | N | N | 100V-240V (+/-10%)
GHO64T5VH/4PSE | GHO64T5VH/4PSE | GHO64T5VH/4PSE - 155W, 800 mA, Preheat Start Lamp | 800 | 155 | Preheat | PAQ264G6HOMV | Program | Y | N | 100V-240V (+/-10%)
GHO64T5VH/4PSE | GHO64T5VH/4PSE | GHO64T5VH/4PSE - 155W, 800 mA, Preheat Start Lamp | 800 | 155 | Preheat | PSP2GPH75HOHV | Program | N | Y | 220V-277V (+/-10%)
GHO64T5VH/4PSE | GHO64T5VH/4PSE | GHO64T5VH/4PSE - 155W, 800 mA, Preheat Start Lamp | 800 | 155 | Preheat | PSP2GPH75HOHVL | Program | N | N | 220V-277V (+/-10%)
GHO846T5L | GHO846T5L | GHO846T5L - 75W, 800 mA, Instant Start Lamp | 800 | 75 | Instant | IAQ230G6HOMV | Instant | Y | N | 100V-240V (+/-10%)
GHO846T5L | GHO846T5L | GHO846T5L - 75W, 800 mA, Instant Start Lamp | 800 | 75 | Instant | ISP2GPH75HOHV | Instant | Y | Y | 220V-277V (+/-10%)
GHO846T5L | GHO846T5L | GHO846T5L - 75W, 800 mA, Instant Start Lamp | 800 | 75 | Instant | ISP2GPH75HOHVL | Instant | Y | N | 220V-277V (+/-10%)
GHO846T5L/4 | GHO846T5L/4 | GHO846T5L/4 - 75W, 800 mA, Preheat Start Lamp | 800 | 75 | Preheat | PSP2GPH48HOIVL | Program | N | N | 100V-277V (+/-10%)
GHO846T5L/4 | GHO846T5L/4 | GHO846T5L/4 - 75W, 800 mA, Preheat Start Lamp | 800 | 75 | Preheat | PAQ230G6HOMV | Program | Y | N | 100V-240V (+/-10%)
GHO846T5L/4 | GHO846T5L/4 | GHO846T5L/4 - 75W, 800 mA, Preheat Start Lamp | 800 | 75 | Preheat | PSP2GPH40HOIVDW | Program | N | N | 100V-277V (+/-10%)
GHO846T5L/4 | GHO846T5L/4 | GHO846T5L/4 - 75W, 800 mA, Preheat Start Lamp | 800 | 75 | Preheat | PSP2GPH48HOIV | Program | N | Y | 100V-277V (+/-10%)
GHO846T5L/4 | GHO846T5L/4 | GHO846T5L/4 - 75W, 800 mA, Preheat Start Lamp | 800 | 75 | Preheat | PSR2GPH55HOMV | Program | N | N | 120V-277V (+/-10%)
GHO846T5L/4 | GHO846T5L/4 | GHO846T5L/4 - 75W, 800 mA, Preheat Start Lamp | 800 | 75 | Preheat | PSP2GPH75HOHV | Program | Y | Y | 220V-277V (+/-10%)
GHO846T5L/4 | GHO846T5L/4 | GHO846T5L/4 - 75W, 800 mA, Preheat Start Lamp | 800 | 75 | Preheat | PSP2GPH75HOHVL | Program | Y | N | 220V-277V (+/-10%)
GHO893T5L | GHO893T5L | GHO893T5L - 85W, 800 mA, Instant Start Lamp | 800 | 85 | Instant | IAQ164G6HOMV | Instant | Y | N | 100V-240V (+/-10%)
GHO893T5L | GHO893T5L | GHO893T5L - 85W, 800 mA, Instant Start Lamp | 800 | 85 | Instant | IAQ264G6HOMV | Instant | Y | N | 100V-240V (+/-10%)
GHO893T5L | GHO893T5L | GHO893T5L - 85W, 800 mA, Instant Start Lamp | 800 | 85 | Instant | ISP2GPH75HOHV | Instant | N | Y | 220V-277V (+/-10%)
GHO893T5L | GHO893T5L | GHO893T5L - 85W, 800 mA, Instant Start Lamp | 800 | 85 | Instant | ISP2GPH75HOHVL | Instant | N | N | 220V-277V (+/-10%)
GHO893T5L/4 | GHO893T5L/4 | GHO893T5L/4 - 85W, 800 mA, Preheat Start Lamp | 800 | 85 | Preheat | PAQ164G6HOMV | Program | N | N | 100V-240V (+/-10%)
GHO893T5L/4 | GHO893T5L/4 | GHO893T5L/4 - 85W, 800 mA, Preheat Start Lamp | 800 | 85 | Preheat | PAQ264G6HOMV | Program | Y | N | 100V-240V (+/-10%)
GHO893T5L/4 | GHO893T5L/4 | GHO893T5L/4 - 85W, 800 mA, Preheat Start Lamp | 800 | 85 | Preheat | PSP2GPH48HOIVL | Program | N | N | 100V-277V (+/-10%)
GHO893T5L/4 | GHO893T5L/4 | GHO893T5L/4 - 85W, 800 mA, Preheat Start Lamp | 800 | 85 | Preheat | PSP2GPH48HOIV | Program | N | Y | 100V-277V (+/-10%)
GHO893T5L/4 | GHO893T5L/4 | GHO893T5L/4 - 85W, 800 mA, Preheat Start Lamp | 800 | 85 | Preheat | PSR2GPH55HOMV | Program | N | N | 120V-277V (+/-10%)
GHO893T5L/4 | GHO893T5L/4 | GHO893T5L/4 - 85W, 800 mA, Preheat Start Lamp | 800 | 85 | Preheat | PSP2GPH75HOHV | Program | N | Y | 220V-277V (+/-10%)
GHO893T5L/4 | GHO893T5L/4 | GHO893T5L/4 - 85W, 800 mA, Preheat Start Lamp | 800 | 85 | Preheat | PSP2GPH75HOHVL | Program | N | N | 220V-277V (+/-10%)
GLS692T5VH | GLS692T5VH | GLS692T5VH - 32W, 425 mA, Instant Start Lamp | 425 | 32 | Instant | IAQ230G6MV | Instant | Y | N | 100V-240V (+/-10%)
GPH150T5L/4P | GPH150T5L/4P | GPH150T5L/4P - 10W, 425 mA, Preheat Start Lamp | 425 | 10 | Preheat | PSM2GPH18MVDW | Program | Y | N | 120V-277V (+/-10%)
GPH150T5L/4P | GPH150T5L/4P | GPH150T5L/4P - 10W, 425 mA, Preheat Start Lamp | 425 | 10 | Preheat | PSM2GPH24IV | Program | Y | Y | 100V-277V (+/-10%)
GPH150T5L/4P | GPH150T5L/4P | GPH150T5L/4P - 10W, 425 mA, Preheat Start Lamp | 425 | 10 | Preheat | PSM2GPH24IVL | Program | Y | N | 100V-277V (+/-10%)
GPH150T5L/4P | GPH150T5L/4P | GPH150T5L/4P - 10W, 425 mA, Preheat Start Lamp | 425 | 10 | Preheat | RSN1GPH20120 | Rapid | N | N | 120V (+/-10%)
GPH1092T5L/MDBP | GPH1092T5L/MDBP | GPH1092T5L/MDBP - 52W, 425 mA, Preheat Start Lamp | 425 | 52 | Preheat | PAQ164G6MV | Program | N | N | 100V-240V (+/-10%)
GPH1092T5L/MDBP | GPH1092T5L/MDBP | GPH1092T5L/MDBP - 52W, 425 mA, Preheat Start Lamp | 425 | 52 | Preheat | PAQ264G6MV | Program | Y | N | 100V-240V (+/-10%)
GPH1148T5L | GPH1148T5L | GPH1148T5L - 55W, 425 mA, Preheat Start Lamp | 425 | 55 | Preheat | PAQ164G6MV | Program | N | N | 100V-240V (+/-10%)
GPH1148T5L | GPH1148T5L | GPH1148T5L - 55W, 425 mA, Preheat Start Lamp | 425 | 55 | Preheat | PAQ264G6MV | Program | Y | N | 100V-240V (+/-10%)
GPH1148T5VH | GPH1148T5VH | GPH1148T5VH - 55W, 425 mA, Preheat Start Lamp | 425 | 55 | Preheat | PAQ164G6MV | Program | N | N | 100V-240V (+/-10%)
GPH1148T5VH | GPH1148T5VH | GPH1148T5VH - 55W, 425 mA, Preheat Start Lamp | 425 | 55 | Preheat | PAQ264G6MV | Program | Y | N | 100V-240V (+/-10%)
GPH1219T5L/HO/4P | GPH1219T5L/HO/4P | GPH1219T5L/HO/4P - 120W, 800 mA, Preheat Start Lamp | 800 | 120 | Preheat | PAQ164G6HOMV | Program | N | N | 100V-240V (+/-10%)
GPH1219T5L/HO/4P | GPH1219T5L/HO/4P | GPH1219T5L/HO/4P - 120W, 800 mA, Preheat Start Lamp | 800 | 120 | Preheat | PAQ264G6HOMV | Program | Y | N | 100V-240V (+/-10%)
GPH1219T5L/HO/4P | GPH1219T5L/HO/4P | GPH1219T5L/HO/4P - 120W, 800 mA, Preheat Start Lamp | 800 | 120 | Preheat | PSP2GPH75HOHV | Program | N | Y | 220V-277V (+/-10%)
GPH1219T5L/HO/4P | GPH1219T5L/HO/4P | GPH1219T5L/HO/4P - 120W, 800 mA, Preheat Start Lamp | 800 | 120 | Preheat | PSP2GPH75HOHVL | Program | N | N | 220V-277V (+/-10%)
GPH1554T5L | GPH1554T5L | GPH1554T5L - 75W, 425 mA, Preheat Start Lamp | 425 | 75 | Preheat | PAQ164G6MV | Program | N | N | 100V-240V (+/-10%)
GPH1554T5L | GPH1554T5L | GPH1554T5L - 75W, 425 mA, Preheat Start Lamp | 425 | 75 | Preheat | PAQ264G6MV | Program | Y | N | 100V-240V (+/-10%)
GPH1554T5VH | GPH1554T5VH | GPH1554T5VH - 75W, 425 mA, Preheat Start Lamp | 425 | 75 | Preheat | PAQ164G6MV | Program | N | N | 100V-240V (+/-10%)
GPH1554T5VH | GPH1554T5VH | GPH1554T5VH - 75W, 425 mA, Preheat Start Lamp | 425 | 75 | Preheat | PAQ264G6MV | Program | Y | N | 100V-240V (+/-10%)
GPH1630T5L | GPH1630T5L | GPH1630T5L - 79W, 425 mA, Preheat Start Lamp | 425 | 79 | Preheat | PAQ164G6MV | Program | N | N | 100V-240V (+/-10%)
GPH1630T5L | GPH1630T5L | GPH1630T5L - 79W, 425 mA, Preheat Start Lamp | 425 | 79 | Preheat | PAQ264G6MV | Program | Y | N | 100V-240V (+/-10%)
GPH1630T5VH | GPH1630T5VH | GPH1630T5VH - 79W, 425 mA, Preheat Start Lamp | 425 | 79 | Preheat | PAQ164G6MV | Program | N | N | 100V-240V (+/-10%)
GPH1630T5VH | GPH1630T5VH | GPH1630T5VH - 79W, 425 mA, Preheat Start Lamp | 425 | 79 | Preheat | PAQ264G6MV | Program | Y | N | 100V-240V (+/-10%)
GPH212T5L | GPH212T5L | GPH212T5L - 10W, 425 mA, Preheat Start Lamp | 425 | 10 | Preheat | EZ24-PSM1GPH18DW24 | Program | N | N | 19.2V-31.2Vac/Vdc
GPH212T5L | GPH212T5L | GPH212T5L - 10W, 425 mA, Preheat Start Lamp | 425 | 10 | Preheat | PSM2GPH15V12-24 | Program | Y | N | 12-24 Vdc only (+/- 10%)
GPH212T5L | GPH212T5L | GPH212T5L - 10W, 425 mA, Preheat Start Lamp | 425 | 10 | Preheat | PSM2GPH18MVDW | Program | Y | N | 120V-277V (+/-10%)
GPH212T5L | GPH212T5L | GPH212T5L - 10W, 425 mA, Preheat Start Lamp | 425 | 10 | Preheat | PSM2GPH24IV | Program | Y | Y | 100V-277V (+/-10%)
GPH212T5L | GPH212T5L | GPH212T5L - 10W, 425 mA, Preheat Start Lamp | 425 | 10 | Preheat | RSN1GPH20120 | Rapid | N | N | 120V (+/-10%)
GPH212T5L | GPH212T5L | GPH212T5L - 10W, 425 mA, Preheat Start Lamp | 425 | 10 | Preheat | PSM2GPH24IVL | Program | Y | N | 100V-277V (+/-10%)
GPH212T5L/4 | GPH212T5L/4 | GPH212T5L/4 - 10W, 425 mA, Preheat Start Lamp | 425 | 10 | Preheat | EZ24-PSM1GPH18DW24 | Program | N | N | 19.2V-31.2Vac/Vdc
GPH212T5L/4 | GPH212T5L/4 | GPH212T5L/4 - 10W, 425 mA, Preheat Start Lamp | 425 | 10 | Preheat | PSM2GPH15V12-24 | Program | Y | N | 12-24 Vdc only (+/- 10%)
GPH212T5L/4 | GPH212T5L/4 | GPH212T5L/4 - 10W, 425 mA, Preheat Start Lamp | 425 | 10 | Preheat | PSM2GPH18MVDW | Program | Y | N | 120V-277V (+/-10%)
GPH212T5L/4 | GPH212T5L/4 | GPH212T5L/4 - 10W, 425 mA, Preheat Start Lamp | 425 | 10 | Preheat | PSM2GPH24IV | Program | Y | Y | 100V-277V (+/-10%)
GPH212T5L/4 | GPH212T5L/4 | GPH212T5L/4 - 10W, 425 mA, Preheat Start Lamp | 425 | 10 | Preheat | RSN1GPH20120 | Rapid | N | N | 120V (+/-10%)
GPH212T5L/4 | GPH212T5L/4 | GPH212T5L/4 - 10W, 425 mA, Preheat Start Lamp | 425 | 10 | Preheat | PSM2GPH24IVL | Program | Y | N | 100V-277V (+/-10%)
GPH212T5L/HO | GPH212T5L/HO | GPH212T5L/HO - 18W, 800 mA, Preheat Start Lamp | 800 | 18 | Preheat | PSP2GPH40HOIVDW | Program | Y | N | 100V-277V (+/-10%)
GPH212T5L/HO | GPH212T5L/HO | GPH212T5L/HO - 18W, 800 mA, Preheat Start Lamp | 800 | 18 | Preheat | PSP2GPH48HOIV | Program | Y | Y | 100V-277V (+/-10%)
GPH212T5L/HO | GPH212T5L/HO | GPH212T5L/HO - 18W, 800 mA, Preheat Start Lamp | 800 | 18 | Preheat | PSP2GPH48HOIVL | Program | Y | N | 100V-277V (+/-10%)
GPH212T5VH | GPH212T5VH | GPH212T5VH - 10W, 425 mA, Preheat Start Lamp | 425 | 10 | Preheat | EZ24-PSM1GPH18DW24 | Program | N | N | 19.2V-31.2Vac/Vdc
GPH212T5VH | GPH212T5VH | GPH212T5VH - 10W, 425 mA, Preheat Start Lamp | 425 | 10 | Preheat | PSM2GPH15V12-24 | Program | Y | N | 12-24 Vdc only (+/- 10%)
GPH212T5VH | GPH212T5VH | GPH212T5VH - 10W, 425 mA, Preheat Start Lamp | 425 | 10 | Preheat | PSM2GPH18MVDW | Program | Y | N | 120V-277V (+/-10%)
GPH212T5VH | GPH212T5VH | GPH212T5VH - 10W, 425 mA, Preheat Start Lamp | 425 | 10 | Preheat | PSM2GPH24IV | Program | Y | Y | 100V-277V (+/-10%)
GPH212T5VH | GPH212T5VH | GPH212T5VH - 10W, 425 mA, Preheat Start Lamp | 425 | 10 | Preheat | RSN1GPH20120 | Rapid | N | N | 120V (+/-10%)
GPH212T5VH | GPH212T5VH | GPH212T5VH - 10W, 425 mA, Preheat Start Lamp | 425 | 10 | Preheat | PSM2GPH24IVL | Program | Y | N | 100V-277V (+/-10%)
GPH212T5VH/4 | GPH212T5VH/4 | GPH212T5VH/4 - 10W, 425 mA, Preheat Start Lamp | 425 | 10 | Preheat | PSM2GPH18MVDW | Program | Y | N | 120V-277V (+/-10%)
GPH212T5VH/4 | GPH212T5VH/4 | GPH212T5VH/4 - 10W, 425 mA, Preheat Start Lamp | 425 | 10 | Preheat | PSM2GPH24IV | Program | Y | Y | 100V-277V (+/-10%)
GPH212T5VH/4 | GPH212T5VH/4 | GPH212T5VH/4 - 10W, 425 mA, Preheat Start Lamp | 425 | 10 | Preheat | RSN1GPH20120 | Rapid | N | N | 120V (+/-10%)
GPH212T5VH/4 | GPH212T5VH/4 | GPH212T5VH/4 - 10W, 425 mA, Preheat Start Lamp | 425 | 10 | Preheat | EZ24-PSM1GPH18DW24 | Program | N | N | 19.2V-31.2Vac/Vdc
GPH212T5VH/4 | GPH212T5VH/4 | GPH212T5VH/4 - 10W, 425 mA, Preheat Start Lamp | 425 | 10 | Preheat | PSM2GPH15V12-24 | Program | Y | N | 12-24 Vdc only (+/- 10%)
GPH212T5VH/4 | GPH212T5VH/4 | GPH212T5VH/4 - 10W, 425 mA, Preheat Start Lamp | 425 | 10 | Preheat | PSM2GPH24IVL | Program | Y | N | 100V-277V (+/-10%)
GPH212T5VH/HO | GPH212T5VH/HO | GPH212T5VH/HO - 18W, 800 mA, Preheat Start Lamp | 800 | 18 | Preheat | PSP2GPH40HOIVDW | Program | Y | N | 100V-277V (+/-10%)
GPH212T5VH/HO | GPH212T5VH/HO | GPH212T5VH/HO - 18W, 800 mA, Preheat Start Lamp | 800 | 18 | Preheat | PSP2GPH48HOIV | Program | Y | Y | 100V-277V (+/-10%)
GPH212T5VH/HO | GPH212T5VH/HO | GPH212T5VH/HO - 18W, 800 mA, Preheat Start Lamp | 800 | 18 | Preheat | PSP2GPH48HOIVL | Program | Y | N | 100V-277V (+/-10%)
GPH287T5L | GPH287T5L | GPH287T5L - 14W, 425 mA, Preheat Start Lamp | 425 | 14 | Preheat | PSM2GPH18MVDW | Program | Y | N | 120V-277V (+/-10%)
GPH287T5L | GPH287T5L | GPH287T5L - 14W, 425 mA, Preheat Start Lamp | 425 | 14 | Preheat | PSM2GPH24IV | Program | Y | Y | 100V-277V (+/-10%)
GPH287T5L | GPH287T5L | GPH287T5L - 14W, 425 mA, Preheat Start Lamp | 425 | 14 | Preheat | RSN1GPH20120 | Rapid | N | N | 120V (+/-10%)
GPH287T5L | GPH287T5L | GPH287T5L - 14W, 425 mA, Preheat Start Lamp | 425 | 14 | Preheat | EZ24-PSM1GPH18DW24 | Program | N | N | 19.2V-31.2Vac/Vdc
GPH287T5L | GPH287T5L | GPH287T5L - 14W, 425 mA, Preheat Start Lamp | 425 | 14 | Preheat | PSM2GPH15V12-24 | Program | Y | N | 12-24 Vdc only (+/- 10%)
GPH287T5L | GPH287T5L | GPH287T5L - 14W, 425 mA, Preheat Start Lamp | 425 | 14 | Preheat | PSM2GPH24IVL | Program | Y | N | 100V-277V (+/-10%)
GPH287T5L/4 | GPH287T5L/4 | GPH287T5L/4 - 14W, 425 mA, Preheat Start Lamp | 425 | 14 | Preheat | PSM2GPH18MVDW | Program | Y | N | 120V-277V (+/-10%)
GPH287T5L/4 | GPH287T5L/4 | GPH287T5L/4 - 14W, 425 mA, Preheat Start Lamp | 425 | 14 | Preheat | PSM2GPH24IV | Program | Y | Y | 100V-277V (+/-10%)
GPH287T5L/4 | GPH287T5L/4 | GPH287T5L/4 - 14W, 425 mA, Preheat Start Lamp | 425 | 14 | Preheat | RSN1GPH20120 | Rapid | N | N | 120V (+/-10%)
GPH287T5L/4 | GPH287T5L/4 | GPH287T5L/4 - 14W, 425 mA, Preheat Start Lamp | 425 | 14 | Preheat | EZ24-PSM1GPH18DW24 | Program | N | N | 19.2V-31.2Vac/Vdc
GPH287T5L/4 | GPH287T5L/4 | GPH287T5L/4 - 14W, 425 mA, Preheat Start Lamp | 425 | 14 | Preheat | PSM2GPH15V12-24 | Program | Y | N | 12-24 Vdc only (+/- 10%)
GPH287T5L/4 | GPH287T5L/4 | GPH287T5L/4 - 14W, 425 mA, Preheat Start Lamp | 425 | 14 | Preheat | PSM2GPH24IVL | Program | Y | N | 100V-277V (+/-10%)
GPH287T5L/HO | GPH287T5L/HO | GPH287T5L/HO - 27W, 800 mA, Preheat Start Lamp | 800 | 27 | Preheat | PSP2GPH40HOIVDW | Program | Y | N | 100V-277V (+/-10%)
GPH287T5L/HO | GPH287T5L/HO | GPH287T5L/HO - 27W, 800 mA, Preheat Start Lamp | 800 | 27 | Preheat | PSP2GPH48HOIV | Program | Y | Y | 100V-277V (+/-10%)
GPH287T5L/HO | GPH287T5L/HO | GPH287T5L/HO - 27W, 800 mA, Preheat Start Lamp | 800 | 27 | Preheat | PSP2GPH48HOIVL | Program | Y | N | 100V-277V (+/-10%)
GPH287T5VH | GPH287T5VH | GPH287T5VH - 14W, 425 mA, Preheat Start Lamp | 425 | 14 | Preheat | PSM2GPH18MVDW | Program | Y | N | 120V-277V (+/-10%)
GPH287T5VH | GPH287T5VH | GPH287T5VH - 14W, 425 mA, Preheat Start Lamp | 425 | 14 | Preheat | PSM2GPH24IV | Program | Y | Y | 100V-277V (+/-10%)
GPH287T5VH | GPH287T5VH | GPH287T5VH - 14W, 425 mA, Preheat Start Lamp | 425 | 14 | Preheat | RSN1GPH20120 | Rapid | N | N | 120V (+/-10%)
GPH287T5VH | GPH287T5VH | GPH287T5VH - 14W, 425 mA, Preheat Start Lamp | 425 | 14 | Preheat | EZ24-PSM1GPH18DW24 | Program | N | N | 19.2V-31.2Vac/Vdc
GPH287T5VH | GPH287T5VH | GPH287T5VH - 14W, 425 mA, Preheat Start Lamp | 425 | 14 | Preheat | PSM2GPH15V12-24 | Program | Y | N | 12-24 Vdc only (+/- 10%)
GPH287T5VH | GPH287T5VH | GPH287T5VH - 14W, 425 mA, Preheat Start Lamp | 425 | 14 | Preheat | PSM2GPH24IVL | Program | Y | N | 100V-277V (+/-10%)
GPH287T5VH/4 | GPH287T5VH/4 | GPH287T5VH/4 - 14W, 425 mA, Preheat Start Lamp | 425 | 14 | Preheat | PSM2GPH18MVDW | Program | Y | N | 120V-277V (+/-10%)
GPH287T5VH/4 | GPH287T5VH/4 | GPH287T5VH/4 - 14W, 425 mA, Preheat Start Lamp | 425 | 14 | Preheat | PSM2GPH24IV | Program | Y | Y | 100V-277V (+/-10%)
GPH287T5VH/4 | GPH287T5VH/4 | GPH287T5VH/4 - 14W, 425 mA, Preheat Start Lamp | 425 | 14 | Preheat | RSN1GPH20120 | Rapid | N | N | 120V (+/-10%)
GPH287T5VH/4 | GPH287T5VH/4 | GPH287T5VH/4 - 14W, 425 mA, Preheat Start Lamp | 425 | 14 | Preheat | EZ24-PSM1GPH18DW24 | Program | N | N | 19.2V-31.2Vac/Vdc
GPH287T5VH/4 | GPH287T5VH/4 | GPH287T5VH/4 - 14W, 425 mA, Preheat Start Lamp | 425 | 14 | Preheat | PSM2GPH15V12-24 | Program | Y | N | 12-24 Vdc only (+/- 10%)
GPH287T5VH/4 | GPH287T5VH/4 | GPH287T5VH/4 - 14W, 425 mA, Preheat Start Lamp | 425 | 14 | Preheat | PSM2GPH24IVL | Program | Y | N | 100V-277V (+/-10%)
GPH287T5VH/HO | GPH287T5VH/HO | GPH287T5VH/HO - 27W, 800 mA, Preheat Start Lamp | 800 | 27 | Preheat | PSP2GPH40HOIVDW | Program | Y | N | 100V-277V (+/-10%)
GPH287T5VH/HO | GPH287T5VH/HO | GPH287T5VH/HO - 27W, 800 mA, Preheat Start Lamp | 800 | 27 | Preheat | PSP2GPH48HOIV | Program | Y | Y | 100V-277V (+/-10%)
GPH287T5VH/HO | GPH287T5VH/HO | GPH287T5VH/HO - 27W, 800 mA, Preheat Start Lamp | 800 | 27 | Preheat | PSP2GPH48HOIVL | Program | Y | N | 100V-277V (+/-10%)
GPH295T5L | GPH295T5L | GPH295T5L - 14W, 425 mA, Preheat Start Lamp | 425 | 14 | Preheat | PSM2GPH18MVDW | Program | Y | N | 120V-277V (+/-10%)
GPH295T5L | GPH295T5L | GPH295T5L - 14W, 425 mA, Preheat Start Lamp | 425 | 14 | Preheat | PSM2GPH24IV | Program | Y | Y | 100V-277V (+/-10%)
GPH295T5L | GPH295T5L | GPH295T5L - 14W, 425 mA, Preheat Start Lamp | 425 | 14 | Preheat | RSN1GPH20120 | Rapid | N | N | 120V (+/-10%)
GPH295T5L | GPH295T5L | GPH295T5L - 14W, 425 mA, Preheat Start Lamp | 425 | 14 | Preheat | EZ24-PSM1GPH18DW24 | Program | N | N | 19.2V-31.2Vac/Vdc
GPH295T5L | GPH295T5L | GPH295T5L - 14W, 425 mA, Preheat Start Lamp | 425 | 14 | Preheat | PSM2GPH15V12-24 | Program | Y | N | 12-24 Vdc only (+/- 10%)
GPH295T5L | GPH295T5L | GPH295T5L - 14W, 425 mA, Preheat Start Lamp | 425 | 14 | Preheat | PSM2GPH24IVL | Program | Y | N | 100V-277V (+/-10%)
GPH303T5L | GPH303T5L | GPH303T5L - 15W, 425 mA, Preheat Start Lamp | 425 | 15 | Preheat | PSM2GPH18MVDW | Program | Y | N | 120V-277V (+/-10%)
GPH303T5L | GPH303T5L | GPH303T5L - 15W, 425 mA, Preheat Start Lamp | 425 | 15 | Preheat | PSM2GPH24IV | Program | Y | Y | 100V-277V (+/-10%)
GPH303T5L | GPH303T5L | GPH303T5L - 15W, 425 mA, Preheat Start Lamp | 425 | 15 | Preheat | RSN1GPH20120 | Rapid | N | N | 120V (+/-10%)
GPH303T5L | GPH303T5L | GPH303T5L - 15W, 425 mA, Preheat Start Lamp | 425 | 15 | Preheat | EZ24-PSM1GPH18DW24 | Program | N | N | 19.2V-31.2Vac/Vdc
GPH303T5L | GPH303T5L | GPH303T5L - 15W, 425 mA, Preheat Start Lamp | 425 | 15 | Preheat | PSM2GPH15V12-24 | Program | Y | N | 12-24 Vdc only (+/- 10%)
GPH303T5L | GPH303T5L | GPH303T5L - 15W, 425 mA, Preheat Start Lamp | 425 | 15 | Preheat | PSM2GPH24IVL | Program | Y | N | 100V-277V (+/-10%)
GPH303T5L/HO | GPH303T5L/HO | GPH303T5L/HO - 29W, 800 mA, Preheat Start Lamp | 800 | 29 | Preheat | PSP2GPH40HOIVDW | Program | Y | N | 100V-277V (+/-10%)
GPH303T5L/HO | GPH303T5L/HO | GPH303T5L/HO - 29W, 800 mA, Preheat Start Lamp | 800 | 29 | Preheat | PSP2GPH48HOIV | Program | Y | Y | 100V-277V (+/-10%)
GPH303T5L/HO | GPH303T5L/HO | GPH303T5L/HO - 29W, 800 mA, Preheat Start Lamp | 800 | 29 | Preheat | PSP2GPH48HOIVL | Program | Y | N | 100V-277V (+/-10%)
GPH303T5VH | GPH303T5VH | GPH303T5VH - 15W, 425 mA, Preheat Start Lamp | 425 | 15 | Preheat | PSM2GPH18MVDW | Program | Y | N | 120V-277V (+/-10%)
GPH303T5VH | GPH303T5VH | GPH303T5VH - 15W, 425 mA, Preheat Start Lamp | 425 | 15 | Preheat | PSM2GPH24IV | Program | Y | Y | 100V-277V (+/-10%)
GPH303T5VH | GPH303T5VH | GPH303T5VH - 15W, 425 mA, Preheat Start Lamp | 425 | 15 | Preheat | RSN1GPH20120 | Rapid | N | N | 120V (+/-10%)
GPH303T5VH | GPH303T5VH | GPH303T5VH - 15W, 425 mA, Preheat Start Lamp | 425 | 15 | Preheat | EZ24-PSM1GPH18DW24 | Program | N | N | 19.2V-31.2Vac/Vdc
GPH303T5VH | GPH303T5VH | GPH303T5VH - 15W, 425 mA, Preheat Start Lamp | 425 | 15 | Preheat | PSM2GPH15V12-24 | Program | Y | N | 12-24 Vdc only (+/- 10%)
GPH303T5VH | GPH303T5VH | GPH303T5VH - 15W, 425 mA, Preheat Start Lamp | 425 | 15 | Preheat | PSM2GPH24IVL | Program | Y | N | 100V-277V (+/-10%)
GPH305T5 | GPH305T5 | GPH305T5 - 15W, 425 mA, Preheat Start Lamp | 425 | 15 | Preheat | PSM2GPH18MVDW | Program | Y | N | 120V-277V (+/-10%)
GPH305T5 | GPH305T5 | GPH305T5 - 15W, 425 mA, Preheat Start Lamp | 425 | 15 | Preheat | PSM2GPH24IV | Program | Y | Y | 100V-277V (+/-10%)
GPH305T5 | GPH305T5 | GPH305T5 - 15W, 425 mA, Preheat Start Lamp | 425 | 15 | Preheat | RSN1GPH20120 | Rapid | N | N | 120V (+/-10%)
GPH305T5 | GPH305T5 | GPH305T5 - 15W, 425 mA, Preheat Start Lamp | 425 | 15 | Preheat | EZ24-PSM1GPH18DW24 | Program | N | N | 19.2V-31.2Vac/Vdc
GPH305T5 | GPH305T5 | GPH305T5 - 15W, 425 mA, Preheat Start Lamp | 425 | 15 | Preheat | PSM2GPH15V12-24 | Program | Y | N | 12-24 Vdc only (+/- 10%)
GPH305T5 | GPH305T5 | GPH305T5 - 15W, 425 mA, Preheat Start Lamp | 425 | 15 | Preheat | PSM2GPH24IVL | Program | Y | N | 100V-277V (+/-10%)
GPH330T5L/4 | GPH330T5L/4 | GPH330T5L/4 - 16W, 425 mA, Preheat Start Lamp | 425 | 16 | Preheat | PSM2GPH18MVDW | Program | Y | N | 120V-277V (+/-10%)
GPH330T5L/4 | GPH330T5L/4 | GPH330T5L/4 - 16W, 425 mA, Preheat Start Lamp | 425 | 16 | Preheat | PSM2GPH24IV | Program | Y | Y | 100V-277V (+/-10%)
GPH330T5L/4 | GPH330T5L/4 | GPH330T5L/4 - 16W, 425 mA, Preheat Start Lamp | 425 | 16 | Preheat | RSN1GPH20120 | Rapid | N | N | 120V (+/-10%)
GPH330T5L/4 | GPH330T5L/4 | GPH330T5L/4 - 16W, 425 mA, Preheat Start Lamp | 425 | 16 | Preheat | EZ24-PSM1GPH18DW24 | Program | N | N | 19.2V-31.2Vac/Vdc
GPH330T5L/4 | GPH330T5L/4 | GPH330T5L/4 - 16W, 425 mA, Preheat Start Lamp | 425 | 16 | Preheat | PSM2GPH15V12-24 | Program | N | N | 12-24 Vdc only (+/- 10%)
GPH330T5L/4 | GPH330T5L/4 | GPH330T5L/4 - 16W, 425 mA, Preheat Start Lamp | 425 | 16 | Preheat | PSM2GPH24IVL | Program | Y | N | 100V-277V (+/-10%)
GPH330T5VH/4 | GPH330T5VH/4 | GPH330T5VH/4 - 16W, 425 mA, Preheat Start Lamp | 425 | 16 | Preheat | PSM2GPH24IV | Program | Y | Y | 100V-277V (+/-10%)
GPH330T5VH/4 | GPH330T5VH/4 | GPH330T5VH/4 - 16W, 425 mA, Preheat Start Lamp | 425 | 16 | Preheat | PSM2GPH18MVDW | Program | Y | N | 120V-277V (+/-10%)
GPH330T5VH/4 | GPH330T5VH/4 | GPH330T5VH/4 - 16W, 425 mA, Preheat Start Lamp | 425 | 16 | Preheat | RSN1GPH20120 | Rapid | N | N | 120V (+/-10%)
GPH330T5VH/4 | GPH330T5VH/4 | GPH330T5VH/4 - 16W, 425 mA, Preheat Start Lamp | 425 | 16 | Preheat | EZ24-PSM1GPH18DW24 | Program | N | N | 19.2V-31.2Vac/Vdc
GPH330T5VH/4 | GPH330T5VH/4 | GPH330T5VH/4 - 16W, 425 mA, Preheat Start Lamp | 425 | 16 | Preheat | PSM2GPH15V12-24 | Program | N | N | 12-24 Vdc only (+/- 10%)
GPH330T5VH/4 | GPH330T5VH/4 | GPH330T5VH/4 - 16W, 425 mA, Preheat Start Lamp | 425 | 16 | Preheat | PSM2GPH24IVL | Program | Y | N | 100V-277V (+/-10%)
GPH357T5L | GPH357T5L | GPH357T5L - 17W, 425 mA, Preheat Start Lamp | 425 | 17 | Preheat | PAQ230G6MV | Program | Y | N | 100V-240V (+/-10%)
GPH357T5L | GPH357T5L | GPH357T5L - 17W, 425 mA, Preheat Start Lamp | 425 | 17 | Preheat | PSM2GPH24IV | Program | Y | Y | 100V-277V (+/-10%)
GPH357T5L | GPH357T5L | GPH357T5L - 17W, 425 mA, Preheat Start Lamp | 425 | 17 | Preheat | PSM2GPH18MVDW | Program | Y | N | 120V-277V (+/-10%)
GPH357T5L | GPH357T5L | GPH357T5L - 17W, 425 mA, Preheat Start Lamp | 425 | 17 | Preheat | RSN1GPH20120 | Rapid | N | N | 120V (+/-10%)
GPH357T5L | GPH357T5L | GPH357T5L - 17W, 425 mA, Preheat Start Lamp | 425 | 17 | Preheat | PSM2GPH24IVL | Program | Y | N | 100V-277V (+/-10%)
GPH357T5L | GPH357T5L | GPH357T5L - 17W, 425 mA, Preheat Start Lamp | 425 | 17 | Preheat | EZ24-PSM1GPH18DW24 | Program | N | N | 19.2V-31.2Vac/Vdc
GPH357T5L | GPH357T5L | GPH357T5L - 17W, 425 mA, Preheat Start Lamp | 425 | 17 | Preheat | PSM2GPH15V12-24 | Program | N | N | 12-24 Vdc only (+/- 10%)
GPH357T5L/4 | GPH357T5L/4 | GPH357T5L/4 - 17W, 425 mA, Preheat Start Lamp | 425 | 17 | Preheat | PAQ230G6MV | Program | Y | N | 100V-240V (+/-10%)
GPH357T5L/4 | GPH357T5L/4 | GPH357T5L/4 - 17W, 425 mA, Preheat Start Lamp | 425 | 17 | Preheat | PSM2GPH24IV | Program | Y | Y | 100V-277V (+/-10%)
GPH357T5L/4 | GPH357T5L/4 | GPH357T5L/4 - 17W, 425 mA, Preheat Start Lamp | 425 | 17 | Preheat | PSM2GPH18MVDW | Program | Y | N | 120V-277V (+/-10%)
GPH357T5L/4 | GPH357T5L/4 | GPH357T5L/4 - 17W, 425 mA, Preheat Start Lamp | 425 | 17 | Preheat | RSN1GPH20120 | Rapid | N | N | 120V (+/-10%)
GPH357T5L/4 | GPH357T5L/4 | GPH357T5L/4 - 17W, 425 mA, Preheat Start Lamp | 425 | 17 | Preheat | PSM2GPH24IVL | Program | Y | N | 100V-277V (+/-10%)
GPH357T5L/4 | GPH357T5L/4 | GPH357T5L/4 - 17W, 425 mA, Preheat Start Lamp | 425 | 17 | Preheat | EZ24-PSM1GPH18DW24 | Program | N | N | 19.2V-31.2Vac/Vdc
GPH357T5L/4 | GPH357T5L/4 | GPH357T5L/4 - 17W, 425 mA, Preheat Start Lamp | 425 | 17 | Preheat | PSM2GPH15V12-24 | Program | N | N | 12-24 Vdc only (+/- 10%)
GPH357T5L/HO | GPH357T5L/HO | GPH357T5L/HO - 32W, 800 mA, Preheat Start Lamp | 800 | 32 | Preheat | PAQ230G6HOMV | Program | Y | N | 100V-240V (+/-10%)
GPH357T5L/HO | GPH357T5L/HO | GPH357T5L/HO - 32W, 800 mA, Preheat Start Lamp | 800 | 32 | Preheat | PSP2GPH40HOIVDW | Program | Y | N | 100V-277V (+/-10%)
GPH357T5L/HO | GPH357T5L/HO | GPH357T5L/HO - 32W, 800 mA, Preheat Start Lamp | 800 | 32 | Preheat | PSP2GPH48HOIV | Program | Y | Y | 100V-277V (+/-10%)
GPH357T5L/HO | GPH357T5L/HO | GPH357T5L/HO - 32W, 800 mA, Preheat Start Lamp | 800 | 32 | Preheat | PSP2GPH48HOIVL | Program | Y | N | 100V-277V (+/-10%)
GPH357T5VH | GPH357T5VH | GPH357T5VH - 17W, 425 mA, Preheat Start Lamp | 425 | 17 | Preheat | PAQ230G6MV | Program | Y | N | 100V-240V (+/-10%)
GPH357T5VH | GPH357T5VH | GPH357T5VH - 17W, 425 mA, Preheat Start Lamp | 425 | 17 | Preheat | PSM2GPH24IV | Program | Y | Y | 100V-277V (+/-10%)
GPH357T5VH | GPH357T5VH | GPH357T5VH - 17W, 425 mA, Preheat Start Lamp | 425 | 17 | Preheat | PSM2GPH18MVDW | Program | Y | N | 120V-277V (+/-10%)
GPH357T5VH | GPH357T5VH | GPH357T5VH - 17W, 425 mA, Preheat Start Lamp | 425 | 17 | Preheat | RSN1GPH20120 | Rapid | N | N | 120V (+/-10%)
GPH357T5VH | GPH357T5VH | GPH357T5VH - 17W, 425 mA, Preheat Start Lamp | 425 | 17 | Preheat | PSM2GPH24IVL | Program | Y | N | 100V-277V (+/-10%)
GPH357T5VH | GPH357T5VH | GPH357T5VH - 17W, 425 mA, Preheat Start Lamp | 425 | 17 | Preheat | EZ24-PSM1GPH18DW24 | Program | N | N | 19.2V-31.2Vac/Vdc
GPH357T5VH | GPH357T5VH | GPH357T5VH - 17W, 425 mA, Preheat Start Lamp | 425 | 17 | Preheat | PSM2GPH15V12-24 | Program | N | N | 12-24 Vdc only (+/- 10%)
GPH357T5VH/4 | GPH357T5VH/4 | GPH357T5VH/4 - 17W, 425 mA, Preheat Start Lamp | 425 | 17 | Preheat | PAQ230G6MV | Program | Y | N | 100V-240V (+/-10%)
GPH357T5VH/4 | GPH357T5VH/4 | GPH357T5VH/4 - 17W, 425 mA, Preheat Start Lamp | 425 | 17 | Preheat | PSM2GPH24IV | Program | Y | Y | 100V-277V (+/-10%)
GPH357T5VH/4 | GPH357T5VH/4 | GPH357T5VH/4 - 17W, 425 mA, Preheat Start Lamp | 425 | 17 | Preheat | PSM2GPH18MVDW | Program | Y | N | 120V-277V (+/-10%)
GPH357T5VH/4 | GPH357T5VH/4 | GPH357T5VH/4 - 17W, 425 mA, Preheat Start Lamp | 425 | 17 | Preheat | RSN1GPH20120 | Rapid | N | N | 120V (+/-10%)
GPH357T5VH/4 | GPH357T5VH/4 | GPH357T5VH/4 - 17W, 425 mA, Preheat Start Lamp | 425 | 17 | Preheat | PSM2GPH24IVL | Program | Y | N | 100V-277V (+/-10%)
GPH357T5VH/4 | GPH357T5VH/4 | GPH357T5VH/4 - 17W, 425 mA, Preheat Start Lamp | 425 | 17 | Preheat | EZ24-PSM1GPH18DW24 | Program | N | N | 19.2V-31.2Vac/Vdc
GPH357T5VH/4 | GPH357T5VH/4 | GPH357T5VH/4 - 17W, 425 mA, Preheat Start Lamp | 425 | 17 | Preheat | PSM2GPH15V12-24 | Program | N | N | 12-24 Vdc only (+/- 10%)
GPH357T5VH/HO | GPH357T5VH/HO | GPH357T5VH/HO - 32W, 800 mA, Preheat Start Lamp | 800 | 32 | Preheat | PAQ230G6HOMV | Program | Y | N | 100V-240V (+/-10%)
GPH357T5VH/HO | GPH357T5VH/HO | GPH357T5VH/HO - 32W, 800 mA, Preheat Start Lamp | 800 | 32 | Preheat | PSP2GPH40HOIVDW | Program | Y | N | 100V-277V (+/-10%)
GPH357T5VH/HO | GPH357T5VH/HO | GPH357T5VH/HO - 32W, 800 mA, Preheat Start Lamp | 800 | 32 | Preheat | PSP2GPH48HOIV | Program | Y | Y | 100V-277V (+/-10%)
GPH357T5VH/HO | GPH357T5VH/HO | GPH357T5VH/HO - 32W, 800 mA, Preheat Start Lamp | 800 | 32 | Preheat | PSP2GPH48HOIVL | Program | Y | N | 100V-277V (+/-10%)
GPH383T5 | GPH383T5 | GPH383T5 - 18W, 425 mA, Preheat Start Lamp | 425 | 18 | Preheat | PAQ230G6MV | Program | Y | N | 100V-240V (+/-10%)
GPH383T5 | GPH383T5 | GPH383T5 - 18W, 425 mA, Preheat Start Lamp | 425 | 18 | Preheat | PSM2GPH24IV | Program | Y | Y | 100V-277V (+/-10%)
GPH383T5 | GPH383T5 | GPH383T5 - 18W, 425 mA, Preheat Start Lamp | 425 | 18 | Preheat | PSM2GPH18MVDW | Program | N | N | 120V-277V (+/-10%)
GPH383T5 | GPH383T5 | GPH383T5 - 18W, 425 mA, Preheat Start Lamp | 425 | 18 | Preheat | PSM2GPH24IVL | Program | Y | N | 100V-277V (+/-10%)
GPH383T5 | GPH383T5 | GPH383T5 - 18W, 425 mA, Preheat Start Lamp | 425 | 18 | Preheat | RSN1GPH20120 | Rapid | N | N | 120V (+/-10%)
GPH406T5L/4 | GPH406T5L/4 | GPH406T5L/4 - 18W, 425 mA, Preheat Start Lamp | 425 | 18 | Preheat | PAQ230G6MV | Program | Y | N | 100V-240V (+/-10%)
GPH406T5L/4 | GPH406T5L/4 | GPH406T5L/4 - 18W, 425 mA, Preheat Start Lamp | 425 | 18 | Preheat | PSM2GPH24IV | Program | Y | Y | 100V-277V (+/-10%)
GPH406T5L/4 | GPH406T5L/4 | GPH406T5L/4 - 18W, 425 mA, Preheat Start Lamp | 425 | 18 | Preheat | PSM2GPH18MVDW | Program | N | N | 120V-277V (+/-10%)
GPH406T5L/4 | GPH406T5L/4 | GPH406T5L/4 - 18W, 425 mA, Preheat Start Lamp | 425 | 18 | Preheat | PSM2GPH24IVL | Program | Y | N | 100V-277V (+/-10%)
GPH406T5L/4 | GPH406T5L/4 | GPH406T5L/4 - 18W, 425 mA, Preheat Start Lamp | 425 | 18 | Preheat | RSN1GPH20120 | Rapid | N | N | 120V (+/-10%)
GPH406T5L/HO | GPH406T5L/HO | GPH406T5L/HO - 35W, 800 mA, Preheat Start Lamp | 800 | 35 | Preheat | PSR2GPH55HOMV | Program | Y | N | 120V-277V (+/-10%)
GPH406T5L/HO | GPH406T5L/HO | GPH406T5L/HO - 35W, 800 mA, Preheat Start Lamp | 800 | 35 | Preheat | PAQ230G6HOMV | Program | Y | N | 100V-240V (+/-10%)
GPH406T5L/HO | GPH406T5L/HO | GPH406T5L/HO - 35W, 800 mA, Preheat Start Lamp | 800 | 35 | Preheat | PSP2GPH40HOIVDW | Program | Y | N | 100V-277V (+/-10%)
GPH406T5L/HO | GPH406T5L/HO | GPH406T5L/HO - 35W, 800 mA, Preheat Start Lamp | 800 | 35 | Preheat | PSP2GPH48HOIV | Program | Y | Y | 100V-277V (+/-10%)
GPH406T5L/HO | GPH406T5L/HO | GPH406T5L/HO - 35W, 800 mA, Preheat Start Lamp | 800 | 35 | Preheat | PSP2GPH48HOIVL | Program | Y | N | 100V-277V (+/-10%)
GPH436T5HO/4PSE | GPH436T5HO/4PSE | GPH436T5HO/4PSE - 48W, 800 mA, Preheat Start Lamp | 800 | 48 | Preheat | PAQ230G6HOMV | Program | Y | N | 100V-240V (+/-10%)
GPH436T5HO/4PSE | GPH436T5HO/4PSE | GPH436T5HO/4PSE - 48W, 800 mA, Preheat Start Lamp | 800 | 48 | Preheat | PSP2GPH40HOIVDW | Program | N | N | 100V-277V (+/-10%)
GPH436T5HO/4PSE | GPH436T5HO/4PSE | GPH436T5HO/4PSE - 48W, 800 mA, Preheat Start Lamp | 800 | 48 | Preheat | PSP2GPH48HOIV | Program | Y | Y | 100V-277V (+/-10%)
GPH436T5HO/4PSE | GPH436T5HO/4PSE | GPH436T5HO/4PSE - 48W, 800 mA, Preheat Start Lamp | 800 | 48 | Preheat | PSP2GPH48HOIVL | Program | Y | N | 100V-277V (+/-10%)
GPH436T5HO/4PSE | GPH436T5HO/4PSE | GPH436T5HO/4PSE - 48W, 800 mA, Preheat Start Lamp | 800 | 48 | Preheat | PSR2GPH55HOMV | Program | N | N | 120V-277V (+/-10%)
GPH436T5HO/4PSE | GPH436T5HO/4PSE | GPH436T5HO/4PSE - 48W, 800 mA, Preheat Start Lamp | 800 | 48 | Preheat | PSP2GPH75HOHV | Program | Y | Y | 220V-277V (+/-10%)
GPH436T5HO/4PSE | GPH436T5HO/4PSE | GPH436T5HO/4PSE - 48W, 800 mA, Preheat Start Lamp | 800 | 48 | Preheat | PSP2GPH75HOHVL | Program | Y | N | 220V-277V (+/-10%)
GPH436T5L | GPH436T5L | GPH436T5L - 21W, 425 mA, Preheat Start Lamp | 425 | 21 | Preheat | PAQ230G6MV | Program | Y | N | 100V-240V (+/-10%)
GPH436T5L | GPH436T5L | GPH436T5L - 21W, 425 mA, Preheat Start Lamp | 425 | 21 | Preheat | PSM2GPH24IV | Program | Y | Y | 100V-277V (+/-10%)
GPH436T5L | GPH436T5L | GPH436T5L - 21W, 425 mA, Preheat Start Lamp | 425 | 21 | Preheat | PSM2GPH24IVL | Program | Y | N | 100V-277V (+/-10%)
GPH436T5L | GPH436T5L | GPH436T5L - 21W, 425 mA, Preheat Start Lamp | 425 | 21 | Preheat | PSM2GPH18MVDW | Program | N | N | 120V-277V (+/-10%)
GPH436T5L/4 | GPH436T5L/4 | GPH436T5L/4 - 20W, 425 mA, Preheat Start Lamp | 425 | 20 | Preheat | PAQ230G6MV | Program | Y | N | 100V-240V (+/-10%)
GPH436T5L/4 | GPH436T5L/4 | GPH436T5L/4 - 20W, 425 mA, Preheat Start Lamp | 425 | 20 | Preheat | PSM2GPH24IV | Program | Y | Y | 100V-277V (+/-10%)
GPH436T5L/4 | GPH436T5L/4 | GPH436T5L/4 - 20W, 425 mA, Preheat Start Lamp | 425 | 20 | Preheat | PSM2GPH18MVDW | Program | N | N | 120V-277V (+/-10%)
GPH436T5L/4 | GPH436T5L/4 | GPH436T5L/4 - 20W, 425 mA, Preheat Start Lamp | 425 | 20 | Preheat | PSM2GPH24IVL | Program | Y | N | 100V-277V (+/-10%)
GPH436T5L/4 | GPH436T5L/4 | GPH436T5L/4 - 20W, 425 mA, Preheat Start Lamp | 425 | 20 | Preheat | RSN1GPH20120 | Rapid | N | N | 120V (+/-10%)
GPH436T5L/HO | GPH436T5L/HO | GPH436T5L/HO - 42W, 800 mA, Preheat Start Lamp | 800 | 42 | Preheat | PAQ230G6HOMV | Program | Y | N | 100V-240V (+/-10%)
GPH436T5L/HO | GPH436T5L/HO | GPH436T5L/HO - 42W, 800 mA, Preheat Start Lamp | 800 | 42 | Preheat | PSP2GPH40HOIVDW | Program | N | N | 100V-277V (+/-10%)
GPH436T5L/HO | GPH436T5L/HO | GPH436T5L/HO - 42W, 800 mA, Preheat Start Lamp | 800 | 42 | Preheat | PSP2GPH48HOIV | Program | Y | Y | 100V-277V (+/-10%)
GPH436T5L/HO | GPH436T5L/HO | GPH436T5L/HO - 42W, 800 mA, Preheat Start Lamp | 800 | 42 | Preheat | PSP2GPH48HOIVL | Program | Y | N | 100V-277V (+/-10%)
GPH436T5L/HO | GPH436T5L/HO | GPH436T5L/HO - 42W, 800 mA, Preheat Start Lamp | 800 | 42 | Preheat | PSR2GPH55HOMV | Program | Y | N | 120V-277V (+/-10%)
GPH436T5L/HO/4PSE | GPH436T5L/HO/4PSE | GPH436T5L/HO/4PSE - 48W, 800 mA, Preheat Start Lamp | 800 | 48 | Preheat | PAQ230G6HOMV | Program | Y | N | 100V-240V (+/-10%)
GPH436T5L/HO/4PSE | GPH436T5L/HO/4PSE | GPH436T5L/HO/4PSE - 48W, 800 mA, Preheat Start Lamp | 800 | 48 | Preheat | PSP2GPH40HOIVDW | Program | N | N | 100V-277V (+/-10%)
GPH436T5L/HO/4PSE | GPH436T5L/HO/4PSE | GPH436T5L/HO/4PSE - 48W, 800 mA, Preheat Start Lamp | 800 | 48 | Preheat | PSP2GPH48HOIV | Program | Y | Y | 100V-277V (+/-10%)
GPH436T5L/HO/4PSE | GPH436T5L/HO/4PSE | GPH436T5L/HO/4PSE - 48W, 800 mA, Preheat Start Lamp | 800 | 48 | Preheat | PSP2GPH48HOIVL | Program | Y | N | 100V-277V (+/-10%)
GPH436T5L/HO/4PSE | GPH436T5L/HO/4PSE | GPH436T5L/HO/4PSE - 48W, 800 mA, Preheat Start Lamp | 800 | 48 | Preheat | PSR2GPH55HOMV | Program | N | N | 120V-277V (+/-10%)
GPH436T5L/HO/4PSE | GPH436T5L/HO/4PSE | GPH436T5L/HO/4PSE - 48W, 800 mA, Preheat Start Lamp | 800 | 48 | Preheat | PSP2GPH75HOHV | Program | Y | Y | 220V-277V (+/-10%)
GPH436T5L/HO/4PSE | GPH436T5L/HO/4PSE | GPH436T5L/HO/4PSE - 48W, 800 mA, Preheat Start Lamp | 800 | 48 | Preheat | PSP2GPH75HOHVL | Program | Y | N | 220V-277V (+/-10%)
GPH436T5VH | GPH436T5VH | GPH436T5VH - 21W, 425 mA, Preheat Start Lamp | 425 | 21 | Preheat | PAQ230G6MV | Program | Y | N | 100V-240V (+/-10%)
GPH436T5VH | GPH436T5VH | GPH436T5VH - 21W, 425 mA, Preheat Start Lamp | 425 | 21 | Preheat | PSM2GPH24IV | Program | Y | Y | 100V-277V (+/-10%)
GPH436T5VH | GPH436T5VH | GPH436T5VH - 21W, 425 mA, Preheat Start Lamp | 425 | 21 | Preheat | PSM2GPH24IVL | Program | Y | N | 100V-277V (+/-10%)
GPH436T5VH | GPH436T5VH | GPH436T5VH - 21W, 425 mA, Preheat Start Lamp | 425 | 21 | Preheat | PSM2GPH18MVDW | Program | N | N | 120V-277V (+/-10%)
GPH436T5VH/4 | GPH436T5VH/4 | GPH436T5VH/4 - 20W, 425 mA, Preheat Start Lamp | 425 | 20 | Preheat | PAQ230G6MV | Program | Y | N | 100V-240V (+/-10%)
GPH436T5VH/4 | GPH436T5VH/4 | GPH436T5VH/4 - 20W, 425 mA, Preheat Start Lamp | 425 | 20 | Preheat | PSM2GPH24IV | Program | Y | Y | 100V-277V (+/-10%)
GPH436T5VH/4 | GPH436T5VH/4 | GPH436T5VH/4 - 20W, 425 mA, Preheat Start Lamp | 425 | 20 | Preheat | PSM2GPH18MVDW | Program | N | N | 120V-277V (+/-10%)
GPH436T5VH/4 | GPH436T5VH/4 | GPH436T5VH/4 - 20W, 425 mA, Preheat Start Lamp | 425 | 20 | Preheat | PSM2GPH24IVL | Program | Y | N | 100V-277V (+/-10%)
GPH436T5VH/4 | GPH436T5VH/4 | GPH436T5VH/4 - 20W, 425 mA, Preheat Start Lamp | 425 | 20 | Preheat | RSN1GPH20120 | Rapid | N | N | 120V (+/-10%)
GPH436T5VH/HO | GPH436T5VH/HO | GPH436T5VH/HO - 48W, 800 mA, Preheat Start Lamp | 800 | 48 | Preheat | PAQ230G6HOMV | Program | Y | N | 100V-240V (+/-10%)
GPH436T5VH/HO | GPH436T5VH/HO | GPH436T5VH/HO - 48W, 800 mA, Preheat Start Lamp | 800 | 48 | Preheat | PSP2GPH40HOIVDW | Program | N | N | 100V-277V (+/-10%)
GPH436T5VH/HO | GPH436T5VH/HO | GPH436T5VH/HO - 48W, 800 mA, Preheat Start Lamp | 800 | 48 | Preheat | PSP2GPH48HOIV | Program | Y | Y | 100V-277V (+/-10%)
GPH436T5VH/HO | GPH436T5VH/HO | GPH436T5VH/HO - 48W, 800 mA, Preheat Start Lamp | 800 | 48 | Preheat | PSP2GPH48HOIVL | Program | Y | N | 100V-277V (+/-10%)
GPH436T5VH/HO | GPH436T5VH/HO | GPH436T5VH/HO - 48W, 800 mA, Preheat Start Lamp | 800 | 48 | Preheat | PSR2GPH55HOMV | Program | N | N | 120V-277V (+/-10%)
GPH436T5VH/HO | GPH436T5VH/HO | GPH436T5VH/HO - 48W, 800 mA, Preheat Start Lamp | 800 | 48 | Preheat | PSP2GPH75HOHV | Program | Y | Y | 220V-277V (+/-10%)
GPH436T5VH/HO | GPH436T5VH/HO | GPH436T5VH/HO - 48W, 800 mA, Preheat Start Lamp | 800 | 48 | Preheat | PSP2GPH75HOHVL | Program | Y | N | 220V-277V (+/-10%)
GPH450T5L/4 | GPH450T5L/4 | GPH450T5L/4 - 21W, 425 mA, Preheat Start Lamp | 425 | 21 | Preheat | PAQ230G6MV | Program | Y | N | 100V-240V (+/-10%)
GPH450T5L/4 | GPH450T5L/4 | GPH450T5L/4 - 21W, 425 mA, Preheat Start Lamp | 425 | 21 | Preheat | PSM2GPH24IV | Program | Y | Y | 100V-277V (+/-10%)
GPH450T5L/4 | GPH450T5L/4 | GPH450T5L/4 - 21W, 425 mA, Preheat Start Lamp | 425 | 21 | Preheat | PSM2GPH24IVL | Program | Y | N | 100V-277V (+/-10%)
GPH450T5L/4 | GPH450T5L/4 | GPH450T5L/4 - 21W, 425 mA, Preheat Start Lamp | 425 | 21 | Preheat | PSM2GPH18MVDW | Program | N | N | 120V-277V (+/-10%)
GPH450T5VH/4 | GPH450T5VH/4 | GPH450T5VH/4 - 21W, 425 mA, Preheat Start Lamp | 425 | 21 | Preheat | PAQ230G6MV | Program | Y | N | 100V-240V (+/-10%)
GPH450T5VH/4 | GPH450T5VH/4 | GPH450T5VH/4 - 21W, 425 mA, Preheat Start Lamp | 425 | 21 | Preheat | PSM2GPH24IV | Program | Y | Y | 100V-277V (+/-10%)
GPH450T5VH/4 | GPH450T5VH/4 | GPH450T5VH/4 - 21W, 425 mA, Preheat Start Lamp | 425 | 21 | Preheat | PSM2GPH24IVL | Program | Y | N | 100V-277V (+/-10%)
GPH450T5VH/4 | GPH450T5VH/4 | GPH450T5VH/4 - 21W, 425 mA, Preheat Start Lamp | 425 | 21 | Preheat | PSM2GPH18MVDW | Program | N | N | 120V-277V (+/-10%)
GPH457T5L/MDBP | GPH457T5L/MDBP | GPH457T5L/MDBP - 22W, 425 mA, Preheat Start Lamp | 425 | 22 | Preheat | PAQ230G6MV | Program | Y | N | 100V-240V (+/-10%)
GPH457T5L/MDBP | GPH457T5L/MDBP | GPH457T5L/MDBP - 22W, 425 mA, Preheat Start Lamp | 425 | 22 | Preheat | PSM2GPH24IV | Program | Y | Y | 100V-277V (+/-10%)
GPH457T5L/MDBP | GPH457T5L/MDBP | GPH457T5L/MDBP - 22W, 425 mA, Preheat Start Lamp | 425 | 22 | Preheat | PSM2GPH24IVL | Program | Y | N | 100V-277V (+/-10%)
GPH457T5L/MDBP | GPH457T5L/MDBP | GPH457T5L/MDBP - 22W, 425 mA, Preheat Start Lamp | 425 | 22 | Preheat | PSM2GPH18MVDW | Program | N | N | 120V-277V (+/-10%)
GPH463T5L | GPH463T5L | GPH463T5L - 23W, 425 mA, Preheat Start Lamp | 425 | 23 | Preheat | PAQ230G6MV | Program | Y | N | 100V-240V (+/-10%)
GPH463T5L | GPH463T5L | GPH463T5L - 23W, 425 mA, Preheat Start Lamp | 425 | 23 | Preheat | PSM2GPH24IV | Program | Y | Y | 100V-277V (+/-10%)
GPH463T5L | GPH463T5L | GPH463T5L - 23W, 425 mA, Preheat Start Lamp | 425 | 23 | Preheat | PSM2GPH24IVL | Program | Y | N | 100V-277V (+/-10%)
GPH463T5L | GPH463T5L | GPH463T5L - 23W, 425 mA, Preheat Start Lamp | 425 | 23 | Preheat | PSM2GPH18MVDW | Program | N | N | 120V-277V (+/-10%)
GPH463T5L/4 | GPH463T5L/4 | GPH463T5L/4 - 22W, 425 mA, Preheat Start Lamp | 425 | 22 | Preheat | PAQ230G6MV | Program | Y | N | 100V-240V (+/-10%)
GPH463T5L/4 | GPH463T5L/4 | GPH463T5L/4 - 22W, 425 mA, Preheat Start Lamp | 425 | 22 | Preheat | PSM2GPH24IV | Program | Y | Y | 100V-277V (+/-10%)
GPH463T5L/4 | GPH463T5L/4 | GPH463T5L/4 - 22W, 425 mA, Preheat Start Lamp | 425 | 22 | Preheat | PSM2GPH24IVL | Program | Y | N | 100V-277V (+/-10%)
GPH463T5L/4 | GPH463T5L/4 | GPH463T5L/4 - 22W, 425 mA, Preheat Start Lamp | 425 | 22 | Preheat | PSM2GPH18MVDW | Program | N | N | 120V-277V (+/-10%)
GPH463T5VH/4 | GPH463T5VH/4 | GPH463T5VH/4 - 22W, 425 mA, Preheat Start Lamp | 425 | 22 | Preheat | PAQ230G6MV | Program | Y | N | 100V-240V (+/-10%)
GPH463T5VH/4 | GPH463T5VH/4 | GPH463T5VH/4 - 22W, 425 mA, Preheat Start Lamp | 425 | 22 | Preheat | PSM2GPH24IV | Program | Y | Y | 100V-277V (+/-10%)
GPH463T5VH/4 | GPH463T5VH/4 | GPH463T5VH/4 - 22W, 425 mA, Preheat Start Lamp | 425 | 22 | Preheat | PSM2GPH24IVL | Program | Y | N | 100V-277V (+/-10%)
GPH463T5VH/4 | GPH463T5VH/4 | GPH463T5VH/4 - 22W, 425 mA, Preheat Start Lamp | 425 | 22 | Preheat | PSM2GPH18MVDW | Program | N | N | 120V-277V (+/-10%)
GPH508T5L/4P | GPH508T5L/4P | GPH508T5L/4P - 24W, 425 mA, Preheat Start Lamp | 425 | 24 | Preheat | PAQ230G6MV | Program | Y | N | 100V-240V (+/-10%)
GPH508T5L/4P | GPH508T5L/4P | GPH508T5L/4P - 24W, 425 mA, Preheat Start Lamp | 425 | 24 | Preheat | PSM2GPH24IV | Program | Y | Y | 100V-277V (+/-10%)
GPH508T5L/4P | GPH508T5L/4P | GPH508T5L/4P - 24W, 425 mA, Preheat Start Lamp | 425 | 24 | Preheat | PSM2GPH24IVL | Program | Y | N | 100V-277V (+/-10%)
GPH508T5L/4P | GPH508T5L/4P | GPH508T5L/4P - 24W, 425 mA, Preheat Start Lamp | 425 | 24 | Preheat | PSM2GPH18MVDW | Program | N | N | 120V-277V (+/-10%)
GPH508T5L/HO/4P | GPH508T5L/HO/4P | GPH508T5L/HO/4P - 40W, 800 mA, Preheat Start Lamp | 800 | 40 | Preheat | PAQ230G6HOMV | Program | Y | N | 100V-240V (+/-10%)
GPH508T5L/HO/4P | GPH508T5L/HO/4P | GPH508T5L/HO/4P - 40W, 800 mA, Preheat Start Lamp | 800 | 40 | Preheat | PSP2GPH40HOIVDW | Program | N | N | 100V-277V (+/-10%)
GPH508T5L/HO/4P | GPH508T5L/HO/4P | GPH508T5L/HO/4P - 40W, 800 mA, Preheat Start Lamp | 800 | 40 | Preheat | PSP2GPH48HOIV | Program | Y | Y | 100V-277V (+/-10%)
GPH508T5L/HO/4P | GPH508T5L/HO/4P | GPH508T5L/HO/4P - 40W, 800 mA, Preheat Start Lamp | 800 | 40 | Preheat | PSP2GPH48HOIVL | Program | Y | N | 100V-277V (+/-10%)
GPH508T5L/HO/4P | GPH508T5L/HO/4P | GPH508T5L/HO/4P - 40W, 800 mA, Preheat Start Lamp | 800 | 40 | Preheat | PSR2GPH55HOMV | Program | Y | N | 120V-277V (+/-10%)
GPH508T5L/HO/4PSE | GPH508T5L/HO/4PSE | GPH508T5L/HO/4PSE - 40W, 800 mA, Preheat Start Lamp | 800 | 40 | Preheat | PAQ230G6HOMV | Program | Y | N | 100V-240V (+/-10%)
GPH508T5L/HO/4PSE | GPH508T5L/HO/4PSE | GPH508T5L/HO/4PSE - 40W, 800 mA, Preheat Start Lamp | 800 | 40 | Preheat | PSP2GPH40HOIVDW | Program | N | N | 100V-277V (+/-10%)
GPH508T5L/HO/4PSE | GPH508T5L/HO/4PSE | GPH508T5L/HO/4PSE - 40W, 800 mA, Preheat Start Lamp | 800 | 40 | Preheat | PSP2GPH48HOIV | Program | Y | Y | 100V-277V (+/-10%)
GPH508T5L/HO/4PSE | GPH508T5L/HO/4PSE | GPH508T5L/HO/4PSE - 40W, 800 mA, Preheat Start Lamp | 800 | 40 | Preheat | PSP2GPH48HOIVL | Program | Y | N | 100V-277V (+/-10%)
GPH508T5L/HO/4PSE | GPH508T5L/HO/4PSE | GPH508T5L/HO/4PSE - 40W, 800 mA, Preheat Start Lamp | 800 | 40 | Preheat | PSR2GPH55HOMV | Program | Y | N | 120V-277V (+/-10%)
GPH550T5L | GPH550T5L | GPH550T5L - 28W, 425 mA, Preheat Start Lamp | 425 | 28 | Preheat | PAQ230G6MV | Program | Y | N | 100V-240V (+/-10%)
GPH550T5L | GPH550T5L | GPH550T5L - 28W, 425 mA, Preheat Start Lamp | 425 | 28 | Preheat | PSM2GPH24IV | Program | N | Y | 100V-277V (+/-10%)
GPH550T5L | GPH550T5L | GPH550T5L - 28W, 425 mA, Preheat Start Lamp | 425 | 28 | Preheat | PSM2GPH24IVL | Program | N | N | 100V-277V (+/-10%)
GPH550T5L | GPH550T5L | GPH550T5L - 28W, 425 mA, Preheat Start Lamp | 425 | 28 | Preheat | PSM2GPH18MVDW | Program | N | N | 120V-277V (+/-10%)
GPH550T5VH | GPH550T5VH | GPH550T5VH - 28W, 425 mA, Preheat Start Lamp | 425 | 28 | Preheat | PAQ230G6MV | Program | Y | N | 100V-240V (+/-10%)
GPH550T5VH | GPH550T5VH | GPH550T5VH - 28W, 425 mA, Preheat Start Lamp | 425 | 28 | Preheat | PSM2GPH24IV | Program | N | Y | 100V-277V (+/-10%)
GPH550T5VH | GPH550T5VH | GPH550T5VH - 28W, 425 mA, Preheat Start Lamp | 425 | 28 | Preheat | PSM2GPH24IVL | Program | N | N | 100V-277V (+/-10%)
GPH550T5VH | GPH550T5VH | GPH550T5VH - 28W, 425 mA, Preheat Start Lamp | 425 | 28 | Preheat | PSM2GPH18MVDW | Program | N | N | 120V-277V (+/-10%)
GPH600T5L/HO/4P | GPH600T5L/HO/4P | GPH600T5L/HO/4P - 60W, 800 mA, Preheat Start Lamp | 800 | 60 | Preheat | PSP2GPH48HOIVL | Program | N | N | 100V-277V (+/-10%)
GPH600T5L/HO/4P | GPH600T5L/HO/4P | GPH600T5L/HO/4P - 60W, 800 mA, Preheat Start Lamp | 800 | 60 | Preheat | PAQ230G6HOMV | Program | Y | N | 100V-240V (+/-10%)
GPH600T5L/HO/4P | GPH600T5L/HO/4P | GPH600T5L/HO/4P - 60W, 800 mA, Preheat Start Lamp | 800 | 60 | Preheat | PSP2GPH40HOIVDW | Program | N | N | 100V-277V (+/-10%)
GPH600T5L/HO/4P | GPH600T5L/HO/4P | GPH600T5L/HO/4P - 60W, 800 mA, Preheat Start Lamp | 800 | 60 | Preheat | PSP2GPH48HOIV | Program | N | Y | 100V-277V (+/-10%)
GPH600T5L/HO/4P | GPH600T5L/HO/4P | GPH600T5L/HO/4P - 60W, 800 mA, Preheat Start Lamp | 800 | 60 | Preheat | PSR2GPH55HOMV | Program | N | N | 120V-277V (+/-10%)
GPH600T5L/HO/4P | GPH600T5L/HO/4P | GPH600T5L/HO/4P - 60W, 800 mA, Preheat Start Lamp | 800 | 60 | Preheat | PSP2GPH75HOHV | Program | Y | Y | 220V-277V (+/-10%)
GPH600T5L/HO/4P | GPH600T5L/HO/4P | GPH600T5L/HO/4P - 60W, 800 mA, Preheat Start Lamp | 800 | 60 | Preheat | PSP2GPH75HOHVL | Program | Y | N | 220V-277V (+/-10%)
GPH608T5HO | GPH608T5HO | GPH608T5HO - 60W, 800 mA, Preheat Start Lamp | 800 | 60 | Preheat | PSP2GPH48HOIVL | Program | N | N | 100V-277V (+/-10%)
GPH608T5HO | GPH608T5HO | GPH608T5HO - 60W, 800 mA, Preheat Start Lamp | 800 | 60 | Preheat | PAQ230G6HOMV | Program | Y | N | 100V-240V (+/-10%)
GPH608T5HO | GPH608T5HO | GPH608T5HO - 60W, 800 mA, Preheat Start Lamp | 800 | 60 | Preheat | PSP2GPH40HOIVDW | Program | N | N | 100V-277V (+/-10%)
GPH608T5HO | GPH608T5HO | GPH608T5HO - 60W, 800 mA, Preheat Start Lamp | 800 | 60 | Preheat | PSP2GPH48HOIV | Program | N | Y | 100V-277V (+/-10%)
GPH608T5HO | GPH608T5HO | GPH608T5HO - 60W, 800 mA, Preheat Start Lamp | 800 | 60 | Preheat | PSR2GPH55HOMV | Program | N | N | 120V-277V (+/-10%)
GPH608T5HO | GPH608T5HO | GPH608T5HO - 60W, 800 mA, Preheat Start Lamp | 800 | 60 | Preheat | PSP2GPH75HOHV | Program | Y | Y | 220V-277V (+/-10%)
GPH608T5HO | GPH608T5HO | GPH608T5HO - 60W, 800 mA, Preheat Start Lamp | 800 | 60 | Preheat | PSP2GPH75HOHVL | Program | Y | N | 220V-277V (+/-10%)
GPH610T5L/HO/4P | GPH610T5L/HO/4P | GPH610T5L/HO/4P - 63W, 800 mA, Preheat Start Lamp | 800 | 63 | Preheat | PSP2GPH48HOIVL | Program | N | N | 100V-277V (+/-10%)
GPH610T5L/HO/4P | GPH610T5L/HO/4P | GPH610T5L/HO/4P - 63W, 800 mA, Preheat Start Lamp | 800 | 63 | Preheat | PAQ230G6HOMV | Program | Y | N | 100V-240V (+/-10%)
GPH610T5L/HO/4P | GPH610T5L/HO/4P | GPH610T5L/HO/4P - 63W, 800 mA, Preheat Start Lamp | 800 | 63 | Preheat | PSP2GPH40HOIVDW | Program | N | N | 100V-277V (+/-10%)
GPH610T5L/HO/4P | GPH610T5L/HO/4P | GPH610T5L/HO/4P - 63W, 800 mA, Preheat Start Lamp | 800 | 63 | Preheat | PSP2GPH48HOIV | Program | N | Y | 100V-277V (+/-10%)
GPH610T5L/HO/4P | GPH610T5L/HO/4P | GPH610T5L/HO/4P - 63W, 800 mA, Preheat Start Lamp | 800 | 63 | Preheat | PSR2GPH55HOMV | Program | N | N | 120V-277V (+/-10%)
GPH610T5L/HO/4P | GPH610T5L/HO/4P | GPH610T5L/HO/4P - 63W, 800 mA, Preheat Start Lamp | 800 | 63 | Preheat | PSP2GPH75HOHV | Program | Y | Y | 220V-277V (+/-10%)
GPH610T5L/HO/4P | GPH610T5L/HO/4P | GPH610T5L/HO/4P - 63W, 800 mA, Preheat Start Lamp | 800 | 63 | Preheat | PSP2GPH75HOHVL | Program | Y | N | 220V-277V (+/-10%)
GPH620T5L/4 | GPH620T5L/4 | GPH620T5L/4 - 29W, 425 mA, Preheat Start Lamp | 425 | 29 | Preheat | PAQ230G6MV | Program | Y | N | 100V-240V (+/-10%)
GPH620T5L/4 | GPH620T5L/4 | GPH620T5L/4 - 29W, 425 mA, Preheat Start Lamp | 425 | 29 | Preheat | PSM2GPH24IV | Program | N | Y | 100V-277V (+/-10%)
GPH620T5L/4 | GPH620T5L/4 | GPH620T5L/4 - 29W, 425 mA, Preheat Start Lamp | 425 | 29 | Preheat | PSM2GPH24IVL | Program | N | N | 100V-277V (+/-10%)
GPH620T5L/4 | GPH620T5L/4 | GPH620T5L/4 - 29W, 425 mA, Preheat Start Lamp | 425 | 29 | Preheat | PSM2GPH18MVDW | Program | N | N | 120V-277V (+/-10%)
GPH620T5VH/4 | GPH620T5VH/4 | GPH620T5VH/4 - 29W, 425 mA, Preheat Start Lamp | 425 | 29 | Preheat | PAQ230G6MV | Program | Y | N | 100V-240V (+/-10%)
GPH620T5VH/4 | GPH620T5VH/4 | GPH620T5VH/4 - 29W, 425 mA, Preheat Start Lamp | 425 | 29 | Preheat | PSM2GPH24IV | Program | N | Y | 100V-277V (+/-10%)
GPH620T5VH/4 | GPH620T5VH/4 | GPH620T5VH/4 - 29W, 425 mA, Preheat Start Lamp | 425 | 29 | Preheat | PSM2GPH24IVL | Program | N | N | 100V-277V (+/-10%)
GPH620T5VH/4 | GPH620T5VH/4 | GPH620T5VH/4 - 29W, 425 mA, Preheat Start Lamp | 425 | 29 | Preheat | PSM2GPH18MVDW | Program | N | N | 120V-277V (+/-10%)
GPH711T5L/4P | GPH711T5L/4P | GPH711T5L/4P - 34W, 425 mA, Preheat Start Lamp | 425 | 34 | Preheat | PSM2GPH24IVL | Program | N | N | 100V-277V (+/-10%)
GPH711T5L/4P | GPH711T5L/4P | GPH711T5L/4P - 34W, 425 mA, Preheat Start Lamp | 425 | 34 | Preheat | PAQ230G6MV | Program | Y | N | 100V-240V (+/-10%)
GPH711T5L/4P | GPH711T5L/4P | GPH711T5L/4P - 34W, 425 mA, Preheat Start Lamp | 425 | 34 | Preheat | PSM2GPH24IV | Program | N | Y | 100V-277V (+/-10%)
GPH793T5L | GPH793T5L | GPH793T5L - 38W, 425 mA, Preheat Start Lamp | 425 | 38 | Preheat | PSM2GPH24IVL | Program | N | N | 100V-277V (+/-10%)
GPH793T5L | GPH793T5L | GPH793T5L - 38W, 425 mA, Preheat Start Lamp | 425 | 38 | Preheat | PSM2GPH24IV | Program | N | Y | 100V-277V (+/-10%)
GPH793T5L | GPH793T5L | GPH793T5L - 38W, 425 mA, Preheat Start Lamp | 425 | 38 | Preheat | PAQ230G6MV | Program | Y | N | 100V-240V (+/-10%)
GPH793T5L | GPH793T5L | GPH793T5L - 38W, 425 mA, Preheat Start Lamp | 425 | 38 | Preheat | RSW240V120 | Rapid | Y | N | 120V (+/-10%)
GPH793T5L/4 | GPH793T5L/4 | GPH793T5L/4 - 37W, 425 mA, Preheat Start Lamp | 425 | 37 | Preheat | PSM2GPH24IVL | Program | N | N | 100V-277V (+/-10%)
GPH793T5L/4 | GPH793T5L/4 | GPH793T5L/4 - 37W, 425 mA, Preheat Start Lamp | 425 | 37 | Preheat | PSM2GPH24IV | Program | N | Y | 100V-277V (+/-10%)
GPH793T5L/4 | GPH793T5L/4 | GPH793T5L/4 - 37W, 425 mA, Preheat Start Lamp | 425 | 37 | Preheat | PAQ230G6MV | Program | Y | N | 100V-240V (+/-10%)
GPH793T5L/4 | GPH793T5L/4 | GPH793T5L/4 - 37W, 425 mA, Preheat Start Lamp | 425 | 37 | Preheat | RSW240V120 | Rapid | Y | N | 120V (+/-10%)
GPH793T5L/4P | GPH793T5L/4P | GPH793T5L/4P - 37W, 425 mA, Preheat Start Lamp | 425 | 37 | Preheat | PSM2GPH24IVL | Program | N | N | 100V-277V (+/-10%)
GPH793T5L/4P | GPH793T5L/4P | GPH793T5L/4P - 37W, 425 mA, Preheat Start Lamp | 425 | 37 | Preheat | PSM2GPH24IV | Program | N | Y | 100V-277V (+/-10%)
GPH793T5L/4P | GPH793T5L/4P | GPH793T5L/4P - 37W, 425 mA, Preheat Start Lamp | 425 | 37 | Preheat | PAQ230G6MV | Program | Y | N | 100V-240V (+/-10%)
GPH793T5L/4P | GPH793T5L/4P | GPH793T5L/4P - 37W, 425 mA, Preheat Start Lamp | 425 | 37 | Preheat | RSW240V120 | Rapid | Y | N | 120V (+/-10%)
GPH793T5L/HO | GPH793T5L/HO | GPH793T5L/HO - 72W, 800 mA, Preheat Start Lamp | 800 | 72 | Preheat | PSP2GPH48HOIVL | Program | N | N | 100V-277V (+/-10%)
GPH793T5L/HO | GPH793T5L/HO | GPH793T5L/HO - 72W, 800 mA, Preheat Start Lamp | 800 | 72 | Preheat | PAQ230G6HOMV | Program | Y | N | 100V-240V (+/-10%)
GPH793T5L/HO | GPH793T5L/HO | GPH793T5L/HO - 72W, 800 mA, Preheat Start Lamp | 800 | 72 | Preheat | PSP2GPH40HOIVDW | Program | N | N | 100V-277V (+/-10%)
GPH793T5L/HO | GPH793T5L/HO | GPH793T5L/HO - 72W, 800 mA, Preheat Start Lamp | 800 | 72 | Preheat | PSP2GPH48HOIV | Program | N | Y | 100V-277V (+/-10%)
GPH793T5L/HO | GPH793T5L/HO | GPH793T5L/HO - 72W, 800 mA, Preheat Start Lamp | 800 | 72 | Preheat | PSR2GPH55HOMV | Program | N | N | 120V-277V (+/-10%)
GPH793T5L/HO | GPH793T5L/HO | GPH793T5L/HO - 72W, 800 mA, Preheat Start Lamp | 800 | 72 | Preheat | PSP2GPH75HOHV | Program | Y | Y | 220V-277V (+/-10%)
GPH793T5L/HO | GPH793T5L/HO | GPH793T5L/HO - 72W, 800 mA, Preheat Start Lamp | 800 | 72 | Preheat | PSP2GPH75HOHVL | Program | Y | N | 220V-277V (+/-10%)
GPH793T5VH | GPH793T5VH | GPH793T5VH - 38W, 425 mA, Preheat Start Lamp | 425 | 38 | Preheat | PSM2GPH24IVL | Program | N | N | 100V-277V (+/-10%)
GPH793T5VH | GPH793T5VH | GPH793T5VH - 38W, 425 mA, Preheat Start Lamp | 425 | 38 | Preheat | PSM2GPH24IV | Program | N | Y | 100V-277V (+/-10%)
GPH793T5VH | GPH793T5VH | GPH793T5VH - 38W, 425 mA, Preheat Start Lamp | 425 | 38 | Preheat | PAQ230G6MV | Program | Y | N | 100V-240V (+/-10%)
GPH793T5VH | GPH793T5VH | GPH793T5VH - 38W, 425 mA, Preheat Start Lamp | 425 | 38 | Preheat | RSW240V120 | Rapid | Y | N | 120V (+/-10%)
GPH793T5VH/4 | GPH793T5VH/4 | GPH793T5VH/4 - 37W, 425 mA, Preheat Start Lamp | 425 | 37 | Preheat | PSM2GPH24IVL | Program | N | N | 100V-277V (+/-10%)
GPH793T5VH/4 | GPH793T5VH/4 | GPH793T5VH/4 - 37W, 425 mA, Preheat Start Lamp | 425 | 37 | Preheat | PSM2GPH24IV | Program | N | Y | 100V-277V (+/-10%)
GPH793T5VH/4 | GPH793T5VH/4 | GPH793T5VH/4 - 37W, 425 mA, Preheat Start Lamp | 425 | 37 | Preheat | PAQ230G6MV | Program | Y | N | 100V-240V (+/-10%)
GPH793T5VH/4 | GPH793T5VH/4 | GPH793T5VH/4 - 37W, 425 mA, Preheat Start Lamp | 425 | 37 | Preheat | RSW240V120 | Rapid | Y | N | 120V (+/-10%)
GPH793T5VH/HO | GPH793T5VH/HO | GPH793T5VH/HO - 72W, 800 mA, Preheat Start Lamp | 800 | 72 | Preheat | PSP2GPH48HOIVL | Program | N | N | 100V-277V (+/-10%)
GPH793T5VH/HO | GPH793T5VH/HO | GPH793T5VH/HO - 72W, 800 mA, Preheat Start Lamp | 800 | 72 | Preheat | PAQ230G6HOMV | Program | Y | N | 100V-240V (+/-10%)
GPH793T5VH/HO | GPH793T5VH/HO | GPH793T5VH/HO - 72W, 800 mA, Preheat Start Lamp | 800 | 72 | Preheat | PSP2GPH40HOIVDW | Program | N | N | 100V-277V (+/-10%)
GPH793T5VH/HO | GPH793T5VH/HO | GPH793T5VH/HO - 72W, 800 mA, Preheat Start Lamp | 800 | 72 | Preheat | PSP2GPH48HOIV | Program | N | Y | 100V-277V (+/-10%)
GPH793T5VH/HO | GPH793T5VH/HO | GPH793T5VH/HO - 72W, 800 mA, Preheat Start Lamp | 800 | 72 | Preheat | PSR2GPH55HOMV | Program | N | N | 120V-277V (+/-10%)
GPH793T5VH/HO | GPH793T5VH/HO | GPH793T5VH/HO - 72W, 800 mA, Preheat Start Lamp | 800 | 72 | Preheat | PSP2GPH75HOHV | Program | Y | Y | 220V-277V (+/-10%)
GPH793T5VH/HO | GPH793T5VH/HO | GPH793T5VH/HO - 72W, 800 mA, Preheat Start Lamp | 800 | 72 | Preheat | PSP2GPH75HOHVL | Program | Y | N | 220V-277V (+/-10%)
GPH810T5L/4 | GPH810T5L/4 | GPH810T5L/4 - 38W, 425 mA, Preheat Start Lamp | 425 | 38 | Preheat | PSM2GPH24IVL | Program | N | N | 100V-277V (+/-10%)
GPH810T5L/4 | GPH810T5L/4 | GPH810T5L/4 - 38W, 425 mA, Preheat Start Lamp | 425 | 38 | Preheat | PSM2GPH24IV | Program | N | Y | 100V-277V (+/-10%)
GPH810T5L/4 | GPH810T5L/4 | GPH810T5L/4 - 38W, 425 mA, Preheat Start Lamp | 425 | 38 | Preheat | PAQ230G6MV | Program | Y | N | 100V-240V (+/-10%)
GPH810T5L/4 | GPH810T5L/4 | GPH810T5L/4 - 38W, 425 mA, Preheat Start Lamp | 425 | 38 | Preheat | RSW240V120 | Rapid | Y | N | 120V (+/-10%)
GPH810T5VH/4 | GPH810T5VH/4 | GPH810T5VH/4 - 38W, 425 mA, Preheat Start Lamp | 425 | 38 | Preheat | PSM2GPH24IVL | Program | N | N | 100V-277V (+/-10%)
GPH810T5VH/4 | GPH810T5VH/4 | GPH810T5VH/4 - 38W, 425 mA, Preheat Start Lamp | 425 | 38 | Preheat | PSM2GPH24IV | Program | N | Y | 100V-277V (+/-10%)
GPH810T5VH/4 | GPH810T5VH/4 | GPH810T5VH/4 - 38W, 425 mA, Preheat Start Lamp | 425 | 38 | Preheat | PAQ230G6MV | Program | Y | N | 100V-240V (+/-10%)
GPH810T5VH/4 | GPH810T5VH/4 | GPH810T5VH/4 - 38W, 425 mA, Preheat Start Lamp | 425 | 38 | Preheat | RSW240V120 | Rapid | Y | N | 120V (+/-10%)
GPH841T5HO | GPH841T5HO | GPH841T5HO - 86W, 800 mA, Preheat Start Lamp | 800 | 86 | Preheat | PAQ164G6HOMV | Program | N | N | 100V-240V (+/-10%)
GPH841T5HO | GPH841T5HO | GPH841T5HO - 86W, 800 mA, Preheat Start Lamp | 800 | 86 | Preheat | PAQ264G6HOMV | Program | Y | N | 100V-240V (+/-10%)
GPH841T5HO | GPH841T5HO | GPH841T5HO - 86W, 800 mA, Preheat Start Lamp | 800 | 86 | Preheat | PSP2GPH48HOIVL | Program | N | N | 100V-277V (+/-10%)
GPH841T5HO | GPH841T5HO | GPH841T5HO - 86W, 800 mA, Preheat Start Lamp | 800 | 86 | Preheat | PSP2GPH48HOIV | Program | N | Y | 100V-277V (+/-10%)
GPH841T5HO | GPH841T5HO | GPH841T5HO - 86W, 800 mA, Preheat Start Lamp | 800 | 86 | Preheat | PSR2GPH55HOMV | Program | N | N | 120V-277V (+/-10%)
GPH841T5HO | GPH841T5HO | GPH841T5HO - 86W, 800 mA, Preheat Start Lamp | 800 | 86 | Preheat | PSP2GPH75HOHV | Program | N | Y | 220V-277V (+/-10%)
GPH841T5HO | GPH841T5HO | GPH841T5HO - 86W, 800 mA, Preheat Start Lamp | 800 | 86 | Preheat | PSP2GPH75HOHVL | Program | N | N | 220V-277V (+/-10%)
GPH843T5L | GPH843T5L | GPH843T5L - 41W, 425 mA, Preheat Start Lamp | 425 | 41 | Preheat | PSM2GPH24IVL | Program | N | N | 100V-277V (+/-10%)
GPH843T5L | GPH843T5L | GPH843T5L - 41W, 425 mA, Preheat Start Lamp | 425 | 41 | Preheat | PSM2GPH24IV | Program | N | Y | 100V-277V (+/-10%)
GPH843T5L | GPH843T5L | GPH843T5L - 41W, 425 mA, Preheat Start Lamp | 425 | 41 | Preheat | PAQ230G6MV | Program | Y | N | 100V-240V (+/-10%)
GPH843T5VH | GPH843T5VH | GPH843T5VH - 41W, 425 mA, Preheat Start Lamp | 425 | 41 | Preheat | PSM2GPH24IVL | Program | N | N | 100V-277V (+/-10%)
GPH843T5VH | GPH843T5VH | GPH843T5VH - 41W, 425 mA, Preheat Start Lamp | 425 | 41 | Preheat | PSM2GPH24IV | Program | N | Y | 100V-277V (+/-10%)
GPH843T5VH | GPH843T5VH | GPH843T5VH - 41W, 425 mA, Preheat Start Lamp | 425 | 41 | Preheat | PAQ230G6MV | Program | Y | N | 100V-240V (+/-10%)
GPH846T5HO/4PSE | GPH846T5HO/4PSE | GPH846T5HO/4PSE - 75W, 800 mA, Preheat Start Lamp | 800 | 75 | Preheat | PSP2GPH48HOIVL | Program | N | N | 100V-277V (+/-10%)
GPH846T5HO/4PSE | GPH846T5HO/4PSE | GPH846T5HO/4PSE - 75W, 800 mA, Preheat Start Lamp | 800 | 75 | Preheat | PAQ230G6HOMV | Program | Y | N | 100V-240V (+/-10%)
GPH846T5HO/4PSE | GPH846T5HO/4PSE | GPH846T5HO/4PSE - 75W, 800 mA, Preheat Start Lamp | 800 | 75 | Preheat | PSP2GPH40HOIVDW | Program | N | N | 100V-277V (+/-10%)
GPH846T5HO/4PSE | GPH846T5HO/4PSE | GPH846T5HO/4PSE - 75W, 800 mA, Preheat Start Lamp | 800 | 75 | Preheat | PSP2GPH48HOIV | Program | N | Y | 100V-277V (+/-10%)
GPH846T5HO/4PSE | GPH846T5HO/4PSE | GPH846T5HO/4PSE - 75W, 800 mA, Preheat Start Lamp | 800 | 75 | Preheat | PSR2GPH55HOMV | Program | N | N | 120V-277V (+/-10%)
GPH846T5HO/4PSE | GPH846T5HO/4PSE | GPH846T5HO/4PSE - 75W, 800 mA, Preheat Start Lamp | 800 | 75 | Preheat | PSP2GPH75HOHV | Program | Y | Y | 220V-277V (+/-10%)
GPH846T5HO/4PSE | GPH846T5HO/4PSE | GPH846T5HO/4PSE - 75W, 800 mA, Preheat Start Lamp | 800 | 75 | Preheat | PSP2GPH75HOHVL | Program | Y | N | 220V-277V (+/-10%)
GPH846T5L/HO | GPH846T5L/HO | GPH846T5L/HO - 75W, 800 mA, Preheat Start Lamp | 800 | 75 | Preheat | PSP2GPH48HOIVL | Program | N | N | 100V-277V (+/-10%)
GPH846T5L/HO | GPH846T5L/HO | GPH846T5L/HO - 75W, 800 mA, Preheat Start Lamp | 800 | 75 | Preheat | PAQ230G6HOMV | Program | Y | N | 100V-240V (+/-10%)
GPH846T5L/HO | GPH846T5L/HO | GPH846T5L/HO - 75W, 800 mA, Preheat Start Lamp | 800 | 75 | Preheat | PSP2GPH40HOIVDW | Program | N | N | 100V-277V (+/-10%)
GPH846T5L/HO | GPH846T5L/HO | GPH846T5L/HO - 75W, 800 mA, Preheat Start Lamp | 800 | 75 | Preheat | PSP2GPH48HOIV | Program | N | Y | 100V-277V (+/-10%)
GPH846T5L/HO | GPH846T5L/HO | GPH846T5L/HO - 75W, 800 mA, Preheat Start Lamp | 800 | 75 | Preheat | PSR2GPH55HOMV | Program | N | N | 120V-277V (+/-10%)
GPH846T5L/HO | GPH846T5L/HO | GPH846T5L/HO - 75W, 800 mA, Preheat Start Lamp | 800 | 75 | Preheat | PSP2GPH75HOHV | Program | Y | Y | 220V-277V (+/-10%)
GPH846T5L/HO | GPH846T5L/HO | GPH846T5L/HO - 75W, 800 mA, Preheat Start Lamp | 800 | 75 | Preheat | PSP2GPH75HOHVL | Program | Y | N | 220V-277V (+/-10%)
GPH846T5L/HO/4PSE | GPH846T5L/HO/4PSE | GPH846T5L/HO/4PSE - 75W, 800 mA, Preheat Start Lamp | 800 | 75 | Preheat | PSP2GPH48HOIVL | Program | N | N | 100V-277V (+/-10%)
GPH846T5L/HO/4PSE | GPH846T5L/HO/4PSE | GPH846T5L/HO/4PSE - 75W, 800 mA, Preheat Start Lamp | 800 | 75 | Preheat | PAQ230G6HOMV | Program | Y | N | 100V-240V (+/-10%)
GPH846T5L/HO/4PSE | GPH846T5L/HO/4PSE | GPH846T5L/HO/4PSE - 75W, 800 mA, Preheat Start Lamp | 800 | 75 | Preheat | PSP2GPH40HOIVDW | Program | N | N | 100V-277V (+/-10%)
GPH846T5L/HO/4PSE | GPH846T5L/HO/4PSE | GPH846T5L/HO/4PSE - 75W, 800 mA, Preheat Start Lamp | 800 | 75 | Preheat | PSP2GPH48HOIV | Program | N | Y | 100V-277V (+/-10%)
GPH846T5L/HO/4PSE | GPH846T5L/HO/4PSE | GPH846T5L/HO/4PSE - 75W, 800 mA, Preheat Start Lamp | 800 | 75 | Preheat | PSR2GPH55HOMV | Program | N | N | 120V-277V (+/-10%)
GPH846T5L/HO/4PSE | GPH846T5L/HO/4PSE | GPH846T5L/HO/4PSE - 75W, 800 mA, Preheat Start Lamp | 800 | 75 | Preheat | PSP2GPH75HOHV | Program | Y | Y | 220V-277V (+/-10%)
GPH846T5L/HO/4PSE | GPH846T5L/HO/4PSE | GPH846T5L/HO/4PSE - 75W, 800 mA, Preheat Start Lamp | 800 | 75 | Preheat | PSP2GPH75HOHVL | Program | Y | N | 220V-277V (+/-10%)
GPH846T5VH/HO | GPH846T5VH/HO | GPH846T5VH/HO - 75W, 800 mA, Preheat Start Lamp | 800 | 75 | Preheat | PSP2GPH48HOIVL | Program | N | N | 100V-277V (+/-10%)
GPH846T5VH/HO | GPH846T5VH/HO | GPH846T5VH/HO - 75W, 800 mA, Preheat Start Lamp | 800 | 75 | Preheat | PAQ230G6HOMV | Program | Y | N | 100V-240V (+/-10%)
GPH846T5VH/HO | GPH846T5VH/HO | GPH846T5VH/HO - 75W, 800 mA, Preheat Start Lamp | 800 | 75 | Preheat | PSP2GPH40HOIVDW | Program | N | N | 100V-277V (+/-10%)
GPH846T5VH/HO | GPH846T5VH/HO | GPH846T5VH/HO - 75W, 800 mA, Preheat Start Lamp | 800 | 75 | Preheat | PSP2GPH48HOIV | Program | N | Y | 100V-277V (+/-10%)
GPH846T5VH/HO | GPH846T5VH/HO | GPH846T5VH/HO - 75W, 800 mA, Preheat Start Lamp | 800 | 75 | Preheat | PSR2GPH55HOMV | Program | N | N | 120V-277V (+/-10%)
GPH846T5VH/HO | GPH846T5VH/HO | GPH846T5VH/HO - 75W, 800 mA, Preheat Start Lamp | 800 | 75 | Preheat | PSP2GPH75HOHV | Program | Y | Y | 220V-277V (+/-10%)
GPH846T5VH/HO | GPH846T5VH/HO | GPH846T5VH/HO - 75W, 800 mA, Preheat Start Lamp | 800 | 75 | Preheat | PSP2GPH75HOHVL | Program | Y | N | 220V-277V (+/-10%)
GPH846T5VH/HO/4PSE | GPH846T5VH/HO/4PSE | GPH846T5VH/HO/4PSE - 75W, 800 mA, Preheat Start Lamp | 800 | 75 | Preheat | PSP2GPH48HOIVL | Program | N | N | 100V-277V (+/-10%)
GPH846T5VH/HO/4PSE | GPH846T5VH/HO/4PSE | GPH846T5VH/HO/4PSE - 75W, 800 mA, Preheat Start Lamp | 800 | 75 | Preheat | PSP2GPH48HOIV | Program | N | Y | 100V-277V (+/-10%)
GPH846T5VH/HO/4PSE | GPH846T5VH/HO/4PSE | GPH846T5VH/HO/4PSE - 75W, 800 mA, Preheat Start Lamp | 800 | 75 | Preheat | PSR2GPH55HOMV | Program | N | N | 120V-277V (+/-10%)
GPH846T5VH/HO/4PSE | GPH846T5VH/HO/4PSE | GPH846T5VH/HO/4PSE - 75W, 800 mA, Preheat Start Lamp | 800 | 75 | Preheat | PAQ230G6HOMV | Program | Y | N | 100V-240V (+/-10%)
GPH846T5VH/HO/4PSE | GPH846T5VH/HO/4PSE | GPH846T5VH/HO/4PSE - 75W, 800 mA, Preheat Start Lamp | 800 | 75 | Preheat | PSP2GPH40HOIVDW | Program | N | N | 100V-277V (+/-10%)
GPH846T5VH/HO/4PSE | GPH846T5VH/HO/4PSE | GPH846T5VH/HO/4PSE - 75W, 800 mA, Preheat Start Lamp | 800 | 75 | Preheat | PSP2GPH75HOHV | Program | Y | Y | 220V-277V (+/-10%)
GPH846T5VH/HO/4PSE | GPH846T5VH/HO/4PSE | GPH846T5VH/HO/4PSE - 75W, 800 mA, Preheat Start Lamp | 800 | 75 | Preheat | PSP2GPH75HOHVL | Program | Y | N | 220V-277V (+/-10%)
GPH893T5HO/4PSE | GPH893T5HO/4PSE | GPH893T5HO/4PSE - 95W, 800 mA, Preheat Start Lamp | 800 | 95 | Preheat | PAQ164G6HOMV | Program | N | N | 100V-240V (+/-10%)
GPH893T5HO/4PSE | GPH893T5HO/4PSE | GPH893T5HO/4PSE - 95W, 800 mA, Preheat Start Lamp | 800 | 95 | Preheat | PAQ264G6HOMV | Program | Y | N | 100V-240V (+/-10%)
GPH893T5HO/4PSE | GPH893T5HO/4PSE | GPH893T5HO/4PSE - 95W, 800 mA, Preheat Start Lamp | 800 | 95 | Preheat | PSP2GPH48HOIVL | Program | N | N | 100V-277V (+/-10%)
GPH893T5HO/4PSE | GPH893T5HO/4PSE | GPH893T5HO/4PSE - 95W, 800 mA, Preheat Start Lamp | 800 | 95 | Preheat | PSP2GPH48HOIV | Program | N | Y | 100V-277V (+/-10%)
GPH893T5HO/4PSE | GPH893T5HO/4PSE | GPH893T5HO/4PSE - 95W, 800 mA, Preheat Start Lamp | 800 | 95 | Preheat | PSP2GPH75HOHV | Program | N | Y | 220V-277V (+/-10%)
GPH893T5HO/4PSE | GPH893T5HO/4PSE | GPH893T5HO/4PSE - 95W, 800 mA, Preheat Start Lamp | 800 | 95 | Preheat | PSP2GPH75HOHVL | Program | N | N | 220V-277V (+/-10%)
GPH893T5L/HO | GPH893T5L/HO | GPH893T5L/HO - 95W, 800 mA, Preheat Start Lamp | 800 | 95 | Preheat | PAQ164G6HOMV | Program | N | N | 100V-240V (+/-10%)
GPH893T5L/HO | GPH893T5L/HO | GPH893T5L/HO - 95W, 800 mA, Preheat Start Lamp | 800 | 95 | Preheat | PAQ264G6HOMV | Program | Y | N | 100V-240V (+/-10%)
GPH893T5L/HO | GPH893T5L/HO | GPH893T5L/HO - 95W, 800 mA, Preheat Start Lamp | 800 | 95 | Preheat | PSP2GPH48HOIVL | Program | N | N | 100V-277V (+/-10%)
GPH893T5L/HO | GPH893T5L/HO | GPH893T5L/HO - 95W, 800 mA, Preheat Start Lamp | 800 | 95 | Preheat | PSP2GPH48HOIV | Program | N | Y | 100V-277V (+/-10%)
GPH893T5L/HO | GPH893T5L/HO | GPH893T5L/HO - 95W, 800 mA, Preheat Start Lamp | 800 | 95 | Preheat | PSP2GPH75HOHV | Program | N | Y | 220V-277V (+/-10%)
GPH893T5L/HO | GPH893T5L/HO | GPH893T5L/HO - 95W, 800 mA, Preheat Start Lamp | 800 | 95 | Preheat | PSP2GPH75HOHVL | Program | N | N | 220V-277V (+/-10%)
GPH893T5L/HO/4PSE | GPH893T5L/HO/4PSE | GPH893T5L/HO/4PSE - 95W, 800 mA, Preheat Start Lamp | 800 | 95 | Preheat | PAQ164G6HOMV | Program | N | N | 100V-240V (+/-10%)
GPH893T5L/HO/4PSE | GPH893T5L/HO/4PSE | GPH893T5L/HO/4PSE - 95W, 800 mA, Preheat Start Lamp | 800 | 95 | Preheat | PAQ264G6HOMV | Program | Y | N | 100V-240V (+/-10%)
GPH893T5L/HO/4PSE | GPH893T5L/HO/4PSE | GPH893T5L/HO/4PSE - 95W, 800 mA, Preheat Start Lamp | 800 | 95 | Preheat | PSP2GPH48HOIVL | Program | N | N | 100V-277V (+/-10%)
GPH893T5L/HO/4PSE | GPH893T5L/HO/4PSE | GPH893T5L/HO/4PSE - 95W, 800 mA, Preheat Start Lamp | 800 | 95 | Preheat | PSP2GPH48HOIV | Program | N | Y | 100V-277V (+/-10%)
GPH893T5L/HO/4PSE | GPH893T5L/HO/4PSE | GPH893T5L/HO/4PSE - 95W, 800 mA, Preheat Start Lamp | 800 | 95 | Preheat | PSP2GPH75HOHV | Program | N | Y | 220V-277V (+/-10%)
GPH893T5L/HO/4PSE | GPH893T5L/HO/4PSE | GPH893T5L/HO/4PSE - 95W, 800 mA, Preheat Start Lamp | 800 | 95 | Preheat | PSP2GPH75HOHVL | Program | N | N | 220V-277V (+/-10%)
GPH893T5VH/HO | GPH893T5VH/HO | GPH893T5VH/HO - 95W, 800 mA, Preheat Start Lamp | 800 | 95 | Preheat | PAQ164G6HOMV | Program | N | N | 100V-240V (+/-10%)
GPH893T5VH/HO | GPH893T5VH/HO | GPH893T5VH/HO - 95W, 800 mA, Preheat Start Lamp | 800 | 95 | Preheat | PAQ264G6HOMV | Program | Y | N | 100V-240V (+/-10%)
GPH893T5VH/HO | GPH893T5VH/HO | GPH893T5VH/HO - 95W, 800 mA, Preheat Start Lamp | 800 | 95 | Preheat | PSP2GPH48HOIVL | Program | N | N | 100V-277V (+/-10%)
GPH893T5VH/HO | GPH893T5VH/HO | GPH893T5VH/HO - 95W, 800 mA, Preheat Start Lamp | 800 | 95 | Preheat | PSP2GPH48HOIV | Program | N | Y | 100V-277V (+/-10%)
GPH893T5VH/HO | GPH893T5VH/HO | GPH893T5VH/HO - 95W, 800 mA, Preheat Start Lamp | 800 | 95 | Preheat | PSP2GPH75HOHV | Program | N | Y | 220V-277V (+/-10%)
GPH893T5VH/HO | GPH893T5VH/HO | GPH893T5VH/HO - 95W, 800 mA, Preheat Start Lamp | 800 | 95 | Preheat | PSP2GPH75HOHVL | Program | N | N | 220V-277V (+/-10%)
GPH893T5VH/HO/4PSE | GPH893T5VH/HO/4PSE | GPH893T5VH/HO/4PSE - 95W, 800 mA, Preheat Start Lamp | 800 | 95 | Preheat | PAQ164G6HOMV | Program | N | N | 100V-240V (+/-10%)
GPH893T5VH/HO/4PSE | GPH893T5VH/HO/4PSE | GPH893T5VH/HO/4PSE - 95W, 800 mA, Preheat Start Lamp | 800 | 95 | Preheat | PAQ264G6HOMV | Program | Y | N | 100V-240V (+/-10%)
GPH893T5VH/HO/4PSE | GPH893T5VH/HO/4PSE | GPH893T5VH/HO/4PSE - 95W, 800 mA, Preheat Start Lamp | 800 | 95 | Preheat | PSP2GPH48HOIVL | Program | N | N | 100V-277V (+/-10%)
GPH893T5VH/HO/4PSE | GPH893T5VH/HO/4PSE | GPH893T5VH/HO/4PSE - 95W, 800 mA, Preheat Start Lamp | 800 | 95 | Preheat | PSP2GPH48HOIV | Program | N | Y | 100V-277V (+/-10%)
GPH893T5VH/HO/4PSE | GPH893T5VH/HO/4PSE | GPH893T5VH/HO/4PSE - 95W, 800 mA, Preheat Start Lamp | 800 | 95 | Preheat | PSP2GPH75HOHV | Program | N | Y | 220V-277V (+/-10%)
GPH893T5VH/HO/4PSE | GPH893T5VH/HO/4PSE | GPH893T5VH/HO/4PSE - 95W, 800 mA, Preheat Start Lamp | 800 | 95 | Preheat | PSP2GPH75HOHVL | Program | N | N | 220V-277V (+/-10%)
GPH914T5L/4P | GPH914T5L/4P | GPH914T5L/4P - 44W, 425 mA, Preheat Start Lamp | 425 | 44 | Preheat | PAQ164G6MV | Program | N | N | 100V-240V (+/-10%)
GPH914T5L/4P | GPH914T5L/4P | GPH914T5L/4P - 44W, 425 mA, Preheat Start Lamp | 425 | 44 | Preheat | PAQ264G6MV | Program | Y | N | 100V-240V (+/-10%)
GPH914T5L/4P | GPH914T5L/4P | GPH914T5L/4P - 44W, 425 mA, Preheat Start Lamp | 425 | 44 | Preheat | PSM2GPH24IVL | Program | N | N | 100V-277V (+/-10%)
GPH914T5L/4P | GPH914T5L/4P | GPH914T5L/4P - 44W, 425 mA, Preheat Start Lamp | 425 | 44 | Preheat | PSM2GPH24IV | Program | N | Y | 100V-277V (+/-10%)
GPHA1000T6L | GPHA1000T6L | GPHA1000T6L - 150W, 1800 mA, Preheat Start Lamp | 1800 | 150 | Preheat | PAQ1320AMV-2100 | Program | N | N | 100V-240V (+/-10%)
GPHA1554T6L | GPHA1554T6L | GPHA1554T6L - 240W, 1800 mA, Preheat Start Lamp | 1800 | 240 | Preheat | PAQ1320AMV-2100 | Preheat | N | N | 100V-240V (+/-10%)
GPHA357T6L | GPHA357T6L | GPHA357T6L - 57W, 1800 mA, Preheat Start Lamp | 1800 | 57 | Preheat | PAQ1320AMV-2100 | Preheat | N | N | 100V-240V (+/-10%)
GPHA843T6L | GPHA843T6L | GPHA843T6L - 127W, 1800 mA, Preheat Start Lamp | 1800 | 127 | Preheat | PAQ1320AMV-2100 | Preheat | N | N | 100V-240V (+/-10%)
GPHHA1000T6L | GPHHA1000T6L | GPHHA1000T6L - 150W, 2100 mA, Preheat Start Lamp | 2100 | 150 | Preheat | PAQ1320AMV-2100 | Program | N | N | 100V-240V (+/-10%)
GPHHA1554T6L | GPHHA1554T6L | GPHHA1554T6L - 240W, 2100 mA, Preheat Start Lamp | 2100 | 240 | Preheat | PAQ1320AMV-2100 | Preheat | N | N | 100V-240V (+/-10%)
GPHHA357T6L | GPHHA357T6L | GPHHA357T6L - 65W, 2100 mA, Preheat Start Lamp | 2100 | 65 | Preheat | PAQ1320AMV-2100 | Preheat | N | N | 100V-240V (+/-10%)
GPHHA843T6L | GPHHA843T6L | GPHHA843T6L - 172W, 2100 mA, Preheat Start Lamp | 2100 | 172 | Preheat | PAQ1320AMV-2100 | Preheat | N | N | 100V-240V (+/-10%)
GPL18K | GPL18K | GPL18K - 18W, 375 mA, Preheat Start Lamp | 375 | 18 | Preheat | PAQ230G6MV | Program | Y | N | 100V-240V (+/-10%)
GPL18K | GPL18K | GPL18K - 18W, 375 mA, Preheat Start Lamp | 375 | 18 | Preheat | PSM2GPH24IVL | Program | Y | N | 100V-277V (+/-10%)
GPL18K | GPL18K | GPL18K - 18W, 375 mA, Preheat Start Lamp | 375 | 18 | Preheat | PSM2GPH24IV | Program | Y | Y | 100V-277V (+/-10%)
GPL18K | GPL18K | GPL18K - 18W, 375 mA, Preheat Start Lamp | 375 | 18 | Preheat | PSM2GPH18MVDW | Program | N | N | 120V-277V (+/-10%)
GPL18K | GPL18K | GPL18K - 18W, 375 mA, Preheat Start Lamp | 375 | 18 | Preheat | RSN1GPH20120 | Rapid | N | N | 120V (+/-10%)
GPL36K | GPL36K | GPL36K - 36W, 435 mA, Preheat Start Lamp | 435 | 36 | Preheat | RSW240V120 | Rapid | Y | N | 120V (+/-10%)
GPL36K | GPL36K | GPL36K - 36W, 435 mA, Preheat Start Lamp | 435 | 36 | Preheat | PAQ230G6MV | Program | Y | N | 100V-240V (+/-10%)
GPL36K | GPL36K | GPL36K - 36W, 435 mA, Preheat Start Lamp | 435 | 36 | Preheat | PSM2GPH24IV | Program | N | Y | 100V-277V (+/-10%)
GPL36K | GPL36K | GPL36K - 36W, 435 mA, Preheat Start Lamp | 435 | 36 | Preheat | PSM2GPH24IVL | Program | N | N | 100V-277V (+/-10%)
GSL692T5L | GSL692T5L | GSL692T5L - 32W, 425 mA, Instant Start Lamp | 425 | 32 | Instant | IAQ230G6MV | Instant | Y | N | 100V-240V (+/-10%)
GU22-10T5L | GU22-10T5L | GU22-10T5L - 17W, 425 mA, Instant Start Lamp | 425 | 17 | Instant | IAQ230G6MV | Instant | Y | N | 100V-240V (+/-10%)
GU22-10T5VH | GU22-10T5VH | GU22-10T5VH - 17W, 425 mA, Instant Start Lamp | 425 | 17 | Instant | IAQ230G6MV | Instant | Y | N | 100V-240V (+/-10%)
GU22-36T5L | GU22-36T5L | GU22-36T5L - 41W, 425 mA, Instant Start Lamp | 425 | 41 | Instant | IAQ164G6MV | Instant | N | N | 100V-240V (+/-10%)
GU22-36T5L | GU22-36T5L | GU22-36T5L - 41W, 425 mA, Instant Start Lamp | 425 | 41 | Instant | IAQ264G6MV | Instant | Y | N | 100V-240V (+/-10%)
GU22-36T5VH | GU22-36T5VH | GU22-36T5VH - 41W, 425 mA, Instant Start Lamp | 425 | 41 | Instant | IAQ164G6MV | Instant | N | N | 100V-240V (+/-10%)
GU22-36T5VH | GU22-36T5VH | GU22-36T5VH - 41W, 425 mA, Instant Start Lamp | 425 | 41 | Instant | IAQ264G6MV | Instant | Y | N | 100V-240V (+/-10%)
GU22-390T5L | GU22-390T5L | GU22-390T5L - 36W, 425 mA, Instant Start Lamp | 425 | 36 | Instant | IAQ230G6MV | Instant | Y | N | 100V-240V (+/-10%)
GU22-390T5VH | GU22-390T5VH | GU22-390T5VH - 36W, 425 mA, Instant Start Lamp | 425 | 36 | Instant | IAQ230G6MV | Instant | Y | N | 100V-240V (+/-10%)
GU76-10T5L | GU76-10T5L | GU76-10T5L - 17W, 425 mA, Instant Start Lamp | 425 | 17 | Instant | IAQ230G6MV | Instant | Y | N | 100V-240V (+/-10%)
GU76-10T5VH | GU76-10T5VH | GU76-10T5VH - 17W, 425 mA, Instant Start Lamp | 425 | 17 | Instant | IAQ230G6MV | Instant | Y | N | 100V-240V (+/-10%)
GU76-36T5L | GU76-36T5L | GU76-36T5L - 41W, 425 mA, Instant Start Lamp | 425 | 41 | Instant | IAQ164G6MV | Instant | N | N | 100V-240V (+/-10%)
GU76-36T5L | GU76-36T5L | GU76-36T5L - 41W, 425 mA, Instant Start Lamp | 425 | 41 | Instant | IAQ264G6MV | Instant | Y | N | 100V-240V (+/-10%)
GU76-36T5VH | GU76-36T5VH | GU76-36T5VH - 41W, 425 mA, Instant Start Lamp | 425 | 41 | Instant | IAQ164G6MV | Instant | N | N | 100V-240V (+/-10%)
GU76-36T5VH | GU76-36T5VH | GU76-36T5VH - 41W, 425 mA, Instant Start Lamp | 425 | 41 | Instant | IAQ264G6MV | Instant | Y | N | 100V-240V (+/-10%)
GU76-390T5L | GU76-390T5L | GU76-390T5L - 37W, 425 mA, Instant Start Lamp | 425 | 37 | Instant | IAQ230G6MV | Instant | Y | N | 100V-240V (+/-10%)
GU76-390T5VH | GU76-390T5VH | GU76-390T5VH - 37W, 425 mA, Instant Start Lamp | 425 | 37 | Instant | IAQ230G6MV | Instant | Y | N | 100V-240V (+/-10%)
GXO36T5L | GXO36T5L | GXO36T5L - 87W, 800 mA, Preheat Start Lamp | 800 | 87 | Preheat | PAQ164G6HOMV | Program | N | N | 100V-240V (+/-10%)
GXO36T5L | GXO36T5L | GXO36T5L - 87W, 800 mA, Preheat Start Lamp | 800 | 87 | Preheat | PAQ264G6HOMV | Program | Y | N | 100V-240V (+/-10%)
GXO36T5L | GXO36T5L | GXO36T5L - 87W, 800 mA, Preheat Start Lamp | 800 | 87 | Preheat | PSP2GPH48HOIVL | Program | N | N | 100V-277V (+/-10%)
GXO36T5L | GXO36T5L | GXO36T5L - 87W, 800 mA, Preheat Start Lamp | 800 | 87 | Preheat | PSP2GPH48HOIV | Program | N | Y | 100V-277V (+/-10%)
GXO36T5L | GXO36T5L | GXO36T5L - 87W, 800 mA, Preheat Start Lamp | 800 | 87 | Preheat | PSR2GPH55HOMV | Program | N | N | 120V-277V (+/-10%)
GXO36T5L | GXO36T5L | GXO36T5L - 87W, 800 mA, Preheat Start Lamp | 800 | 87 | Preheat | PSP2GPH75HOHV | Program | N | Y | 220V-277V (+/-10%)
GXO36T5L | GXO36T5L | GXO36T5L - 87W, 800 mA, Preheat Start Lamp | 800 | 87 | Preheat | PSP2GPH75HOHVL | Program | N | N | 220V-277V (+/-10%)
GXO436T5L | GXO436T5L | GXO436T5L - 48W, 800 mA, Preheat Start Lamp | 800 | 48 | Preheat | PAQ230G6HOMV | Program | Y | N | 100V-240V (+/-10%)
GXO436T5L | GXO436T5L | GXO436T5L - 48W, 800 mA, Preheat Start Lamp | 800 | 48 | Preheat | PSP2GPH40HOIVDW | Program | N | N | 100V-277V (+/-10%)
GXO436T5L | GXO436T5L | GXO436T5L - 48W, 800 mA, Preheat Start Lamp | 800 | 48 | Preheat | PSP2GPH48HOIV | Program | Y | Y | 100V-277V (+/-10%)
GXO436T5L | GXO436T5L | GXO436T5L - 48W, 800 mA, Preheat Start Lamp | 800 | 48 | Preheat | PSP2GPH48HOIVL | Program | Y | N | 100V-277V (+/-10%)
GXO436T5L | GXO436T5L | GXO436T5L - 48W, 800 mA, Preheat Start Lamp | 800 | 48 | Preheat | PSR2GPH55HOMV | Program | N | N | 120V-277V (+/-10%)
GXO436T5L | GXO436T5L | GXO436T5L - 48W, 800 mA, Preheat Start Lamp | 800 | 48 | Preheat | PSP2GPH75HOHV | Program | Y | Y | 220V-277V (+/-10%)
GXO436T5L | GXO436T5L | GXO436T5L - 48W, 800 mA, Preheat Start Lamp | 800 | 48 | Preheat | PSP2GPH75HOHVL | Program | Y | N | 220V-277V (+/-10%)
GXO64T5L | GXO64T5L | GXO64T5L - 155W, 800 mA, Preheat Start Lamp | 800 | 155 | Preheat | PAQ164G6HOMV | Program | N | N | 100V-240V (+/-10%)
GXO64T5L | GXO64T5L | GXO64T5L - 155W, 800 mA, Preheat Start Lamp | 800 | 155 | Preheat | PAQ264G6HOMV | Program | Y | N | 100V-240V (+/-10%)
GXO64T5L | GXO64T5L | GXO64T5L - 155W, 800 mA, Preheat Start Lamp | 800 | 155 | Preheat | PSP2GPH75HOHV | Program | N | Y | 220V-277V (+/-10%)
GXO64T5L | GXO64T5L | GXO64T5L - 155W, 800 mA, Preheat Start Lamp | 800 | 155 | Preheat | PSP2GPH75HOHVL | Program | N | N | 220V-277V (+/-10%)
GXO846T5L | GXO846T5L | GXO846T5L - 87W, 800 mA, Preheat Start Lamp | 800 | 87 | Preheat | PAQ164G6HOMV | Program | N | N | 100V-240V (+/-10%)
GXO846T5L | GXO846T5L | GXO846T5L - 87W, 800 mA, Preheat Start Lamp | 800 | 87 | Preheat | PAQ264G6HOMV | Program | Y | N | 100V-240V (+/-10%)
GXO846T5L | GXO846T5L | GXO846T5L - 87W, 800 mA, Preheat Start Lamp | 800 | 87 | Preheat | PSP2GPH48HOIVL | Program | N | N | 100V-277V (+/-10%)
GXO846T5L | GXO846T5L | GXO846T5L - 87W, 800 mA, Preheat Start Lamp | 800 | 87 | Preheat | PSP2GPH48HOIV | Program | N | Y | 100V-277V (+/-10%)
GXO846T5L | GXO846T5L | GXO846T5L - 87W, 800 mA, Preheat Start Lamp | 800 | 87 | Preheat | PSR2GPH55HOMV | Program | N | N | 120V-277V (+/-10%)
GXO846T5L | GXO846T5L | GXO846T5L - 87W, 800 mA, Preheat Start Lamp | 800 | 87 | Preheat | PSP2GPH75HOHV | Program | N | Y | 220V-277V (+/-10%)
GXO846T5L | GXO846T5L | GXO846T5L - 87W, 800 mA, Preheat Start Lamp | 800 | 87 | Preheat | PSP2GPH75HOHVL | Program | N | N | 220V-277V (+/-10%)
GXO893T5L | GXO893T5L | GXO893T5L - 95W, 800 mA, Preheat Start Lamp | 800 | 95 | Preheat | PAQ164G6HOMV | Program | N | N | 100V-240V (+/-10%)
GXO893T5L | GXO893T5L | GXO893T5L - 95W, 800 mA, Preheat Start Lamp | 800 | 95 | Preheat | PAQ264G6HOMV | Program | Y | N | 100V-240V (+/-10%)
GXO893T5L | GXO893T5L | GXO893T5L - 95W, 800 mA, Preheat Start Lamp | 800 | 95 | Preheat | PSP2GPH48HOIVL | Program | N | N | 100V-277V (+/-10%)
GXO893T5L | GXO893T5L | GXO893T5L - 95W, 800 mA, Preheat Start Lamp | 800 | 95 | Preheat | PSP2GPH48HOIV | Program | N | Y | 100V-277V (+/-10%)
GXO893T5L | GXO893T5L | GXO893T5L - 95W, 800 mA, Preheat Start Lamp | 800 | 95 | Preheat | PSP2GPH75HOHV | Program | N | Y | 220V-277V (+/-10%)
GXO893T5L | GXO893T5L | GXO893T5L - 95W, 800 mA, Preheat Start Lamp | 800 | 95 | Preheat | PSP2GPH75HOHVL | Program | N | N | 220V-277V (+/-10%)
HNS 11W G5 | HNS 11W G5 | HNS 11W G5 - 11W, 410 mA, Preheat Start Lamp | 410 | 11 | Preheat | PSM2GPH24IVL | Program | Y | N | 100V-277V (+/-10%)
HNS 11W G5 | HNS 11W G5 | HNS 11W G5 - 11W, 410 mA, Preheat Start Lamp | 410 | 11 | Preheat | PSM2GPH18MVDW | Program | Y | N | 120V-277V (+/-10%)
HNS 11W G5 | HNS 11W G5 | HNS 11W G5 - 11W, 410 mA, Preheat Start Lamp | 410 | 11 | Preheat | PSM2GPH24IV | Program | Y | Y | 100V-277V (+/-10%)
HNS 11W G5 | HNS 11W G5 | HNS 11W G5 - 11W, 410 mA, Preheat Start Lamp | 410 | 11 | Preheat | RSN1GPH20120 | Rapid | N | N | 120V (+/-10%)
HNS 11W G5 | HNS 11W G5 | HNS 11W G5 - 11W, 410 mA, Preheat Start Lamp | 410 | 11 | Preheat | EZ24-PSM1GPH18DW24 | Program | N | N | 19.2V-31.2Vac/Vdc
HNS 11W G5 | HNS 11W G5 | HNS 11W G5 - 11W, 410 mA, Preheat Start Lamp | 410 | 11 | Preheat | PSM2GPH15V12-24 | Program | Y | N | 12-24 Vdc only (+/- 10%)
HNS 15W G13 | HNS 15W G13 | HNS 15W G13 - 15W, 330 mA, Preheat Start Lamp | 330 | 15 | Preheat | RPZ117V120 | Rapid | N | N | 120V (+/-10%)
HNS 15W G13 | HNS 15W G13 | HNS 15W G13 - 15W, 330 mA, Preheat Start Lamp | 330 | 15 | Preheat | RPZ117V230 | Rapid | N | N | 230V (+/-10%)
HNS 16W 4P SE | HNS 16W 4P SE | HNS 16W 4P SE - 16W, 400 mA, Preheat Start Lamp | 400 | 16 | Preheat | PSM2GPH18MVDW | Program | Y | N | 120V-277V (+/-10%)
HNS 16W 4P SE | HNS 16W 4P SE | HNS 16W 4P SE - 16W, 400 mA, Preheat Start Lamp | 400 | 16 | Preheat | PSM2GPH24IV | Program | Y | Y | 100V-277V (+/-10%)
HNS 16W 4P SE | HNS 16W 4P SE | HNS 16W 4P SE - 16W, 400 mA, Preheat Start Lamp | 400 | 16 | Preheat | PSM2GPH24IVL | Program | Y | N | 100V-277V (+/-10%)
HNS 16W 4P SE | HNS 16W 4P SE | HNS 16W 4P SE - 16W, 400 mA, Preheat Start Lamp | 400 | 16 | Preheat | RSN1GPH20120 | Rapid | N | N | 120V (+/-10%)
HNS 16W 4P SE | HNS 16W 4P SE | HNS 16W 4P SE - 16W, 400 mA, Preheat Start Lamp | 400 | 16 | Preheat | EZ24-PSM1GPH18DW24 | Program | N | N | 19.2V-31.2Vac/Vdc
HNS 16W 4P SE | HNS 16W 4P SE | HNS 16W 4P SE - 16W, 400 mA, Preheat Start Lamp | 400 | 16 | Preheat | PSM2GPH15V12-24 | Program | N | N | 12-24 Vdc only (+/- 10%)
HNS 16W G5 | HNS 16W G5 | HNS 16W G5 - 16W, 430 mA, Preheat Start Lamp | 430 | 16 | Preheat | PSM2GPH24IV | Program | Y | Y | 100V-277V (+/-10%)
HNS 16W G5 | HNS 16W G5 | HNS 16W G5 - 16W, 430 mA, Preheat Start Lamp | 430 | 16 | Preheat | PSM2GPH18MVDW | Program | Y | N | 120V-277V (+/-10%)
HNS 16W G5 | HNS 16W G5 | HNS 16W G5 - 16W, 430 mA, Preheat Start Lamp | 430 | 16 | Preheat | RSN1GPH20120 | Rapid | N | N | 120V (+/-10%)
HNS 16W G5 | HNS 16W G5 | HNS 16W G5 - 16W, 430 mA, Preheat Start Lamp | 430 | 16 | Preheat | EZ24-PSM1GPH18DW24 | Program | N | N | 19.2V-31.2Vac/Vdc
HNS 16W G5 | HNS 16W G5 | HNS 16W G5 - 16W, 430 mA, Preheat Start Lamp | 430 | 16 | Preheat | PSM2GPH15V12-24 | Program | N | N | 12-24 Vdc only (+/- 10%)
HNS 16W G5 | HNS 16W G5 | HNS 16W G5 - 16W, 430 mA, Preheat Start Lamp | 430 | 16 | Preheat | PSM2GPH24IVL | Program | Y | N | 100V-277V (+/-10%)
HNS 20W 4P SE | HNS 20W 4P SE | HNS 20W 4P SE - 20W, 450 mA, Preheat Start Lamp | 450 | 20 | Preheat | PAQ230G6MV | Program | Y | N | 100V-240V (+/-10%)
HNS 20W 4P SE | HNS 20W 4P SE | HNS 20W 4P SE - 20W, 450 mA, Preheat Start Lamp | 450 | 20 | Preheat | PSM2GPH24IV | Program | Y | Y | 100V-277V (+/-10%)
HNS 20W 4P SE | HNS 20W 4P SE | HNS 20W 4P SE - 20W, 450 mA, Preheat Start Lamp | 450 | 20 | Preheat | PSM2GPH18MVDW | Program | N | N | 120V-277V (+/-10%)
HNS 20W 4P SE | HNS 20W 4P SE | HNS 20W 4P SE - 20W, 450 mA, Preheat Start Lamp | 450 | 20 | Preheat | PSM2GPH24IVL | Program | Y | N | 100V-277V (+/-10%)
HNS 20W 4P SE | HNS 20W 4P SE | HNS 20W 4P SE - 20W, 450 mA, Preheat Start Lamp | 450 | 20 | Preheat | RSN1GPH20120 | Rapid | N | N | 120V (+/-10%)
HNS 25W G13 | HNS 25W G13 | HNS 25W G13 - 25W, 600 mA, Preheat Start Lamp | 600 | 25 | Preheat | PSP2GPH25HOIVDW | Program | Y | N | 100V-277V (+/-10%)
HNS 30W G13 | HNS 30W G13 | HNS 30W G13 - 30W, 360 mA, Preheat Start Lamp | 360 | 30 | Preheat | PSM2GPH24IVL | Program | N | N | 100V-277V (+/-10%)
HNS 30W G13 | HNS 30W G13 | HNS 30W G13 - 30W, 360 mA, Preheat Start Lamp | 360 | 30 | Preheat | PAQ230G6MV | Program | Y | N | 100V-240V (+/-10%)
HNS 30W G13 | HNS 30W G13 | HNS 30W G13 - 30W, 360 mA, Preheat Start Lamp | 360 | 30 | Preheat | PSM2GPH24IV | Program | N | Y | 100V-277V (+/-10%)
HNS 30W G13 | HNS 30W G13 | HNS 30W G13 - 30W, 360 mA, Preheat Start Lamp | 360 | 30 | Preheat | PSM2GPH18MVDW | Program | N | N | 120V-277V (+/-10%)
HNS 36W 4P SE | HNS 36W 4P SE | HNS 36W 4P SE - 36W, 430 mA, Preheat Start Lamp | 430 | 36 | Preheat | RSW240V120 | Rapid | Y | N | 120V (+/-10%)
HNS 36W 4P SE | HNS 36W 4P SE | HNS 36W 4P SE - 36W, 430 mA, Preheat Start Lamp | 430 | 36 | Preheat | PAQ230G6MV | Program | Y | N | 100V-240V (+/-10%)
HNS 36W 4P SE | HNS 36W 4P SE | HNS 36W 4P SE - 36W, 430 mA, Preheat Start Lamp | 430 | 36 | Preheat | PSM2GPH24IV | Program | N | Y | 100V-277V (+/-10%)
HNS 36W 4P SE | HNS 36W 4P SE | HNS 36W 4P SE - 36W, 430 mA, Preheat Start Lamp | 430 | 36 | Preheat | PSM2GPH24IVL | Program | N | N | 100V-277V (+/-10%)
HNS 36W G13 | HNS 36W G13 | HNS 36W G13 - 36W, 440 mA, Preheat Start Lamp | 440 | 36 | Preheat | PSM2GPH24IV | Program | N | Y | 100V-277V (+/-10%)
HNS 36W G13 | HNS 36W G13 | HNS 36W G13 - 36W, 440 mA, Preheat Start Lamp | 440 | 36 | Preheat | PAQ230G6MV | Program | Y | N | 100V-240V (+/-10%)
HNS 36W G13 | HNS 36W G13 | HNS 36W G13 - 36W, 440 mA, Preheat Start Lamp | 440 | 36 | Preheat | RSW240V120 | Rapid | Y | N | 120V (+/-10%)
HNS 36W G13 | HNS 36W G13 | HNS 36W G13 - 36W, 440 mA, Preheat Start Lamp | 440 | 36 | Preheat | PSM2GPH24IVL | Program | N | N | 100V-277V (+/-10%)
HNS 55 W G13 | HNS 55 W G13 | HNS 55 W G13 - 55W, 550 mA, Preheat Start Lamp | 550 | 55 | Preheat | PSP2GPH25HOIVDW | Program | N | N | 100V-277V (+/-10%)
HNS 6 W G5 | HNS 6 W G5 | HNS 6 W G5 - 6W, 160 mA, Preheat Start Lamp | 160 | 6 | Preheat | RPZ109V120 | Rapid | N | N | 120V (+/-10%)
HNS 6 W G5 | HNS 6 W G5 | HNS 6 W G5 - 6W, 160 mA, Preheat Start Lamp | 160 | 6 | Preheat | RPZ211V120 | Rapid | Y | N | 120V (+/-10%)
HNS 6 W G5 | HNS 6 W G5 | HNS 6 W G5 - 6W, 160 mA, Preheat Start Lamp | 160 | 6 | Preheat | RPZ109V230 | Rapid | N | N | 230V (+/-10%)
HNS 6 W G5 | HNS 6 W G5 | HNS 6 W G5 - 6W, 160 mA, Preheat Start Lamp | 160 | 6 | Preheat | RPZ211V230 | Rapid | Y | N | 230V (+/-10%)
HNS 8 W G5 | HNS 8 W G5 | HNS 8 W G5 - 8W, 150 mA, Preheat Start Lamp | 150 | 8 | Preheat | RPZ109V120 | Rapid | N | N | 120V (+/-10%)
HNS 8 W G5 | HNS 8 W G5 | HNS 8 W G5 - 8W, 150 mA, Preheat Start Lamp | 150 | 8 | Preheat | RPZ109V230 | Rapid | N | N | 230V (+/-10%)
HNS 8 W G5 | HNS 8 W G5 | HNS 8 W G5 - 8W, 150 mA, Preheat Start Lamp | 150 | 8 | Preheat | RPZ211V120 | Rapid | Y | N | 120V (+/-10%)
HNS 8 W G5 | HNS 8 W G5 | HNS 8 W G5 - 8W, 150 mA, Preheat Start Lamp | 150 | 8 | Preheat | RPZ211V230 | Rapid | Y | N | 230V (+/-10%)
HNS L 18 W 2G11 | HNS L 18 W 2G11 | HNS L 18 W 2G11 - 18W, 375 mA, Preheat Start Lamp | 375 | 18 | Preheat | PAQ230G6MV | Program | Y | N | 100V-240V (+/-10%)
HNS L 18 W 2G11 | HNS L 18 W 2G11 | HNS L 18 W 2G11 - 18W, 375 mA, Preheat Start Lamp | 375 | 18 | Preheat | PSM2GPH24IVL | Program | Y | N | 100V-277V (+/-10%)
HNS L 18 W 2G11 | HNS L 18 W 2G11 | HNS L 18 W 2G11 - 18W, 375 mA, Preheat Start Lamp | 375 | 18 | Preheat | PSM2GPH24IV | Program | Y | Y | 100V-277V (+/-10%)
HNS L 18 W 2G11 | HNS L 18 W 2G11 | HNS L 18 W 2G11 - 18W, 375 mA, Preheat Start Lamp | 375 | 18 | Preheat | PSM2GPH18MVDW | Program | N | N | 120V-277V (+/-10%)
HNS L 18 W 2G11 | HNS L 18 W 2G11 | HNS L 18 W 2G11 - 18W, 375 mA, Preheat Start Lamp | 375 | 18 | Preheat | RSN1GPH20120 | Rapid | N | N | 120V (+/-10%)
HNS L 24 W 2G11 | HNS L 24 W 2G11 | HNS L 24 W 2G11 - 24W, 340 mA, Preheat Start Lamp | 340 | 24 | Preheat | RPZ123V120 | Rapid | N | N | 120V (+/-10%)
HNS L 24 W 2G11 | HNS L 24 W 2G11 | HNS L 24 W 2G11 - 24W, 340 mA, Preheat Start Lamp | 340 | 24 | Preheat | RPZ123V230 | Rapid | N | N | 230V (+/-10%)
HNS L 36 W 2G11 | HNS L 36 W 2G11 | HNS L 36 W 2G11 - 36W, 440 mA, Preheat Start Lamp | 440 | 36 | Preheat | PSM2GPH24IV | Program | N | Y | 100V-277V (+/-10%)
HNS L 36 W 2G11 | HNS L 36 W 2G11 | HNS L 36 W 2G11 - 36W, 440 mA, Preheat Start Lamp | 440 | 36 | Preheat | PAQ230G6MV | Program | Y | N | 100V-240V (+/-10%)
HNS L 36 W 2G11 | HNS L 36 W 2G11 | HNS L 36 W 2G11 - 36W, 440 mA, Preheat Start Lamp | 440 | 36 | Preheat | RSW240V120 | Rapid | Y | N | 120V (+/-10%)
HNS L 36 W 2G11 | HNS L 36 W 2G11 | HNS L 36 W 2G11 - 36W, 440 mA, Preheat Start Lamp | 440 | 36 | Preheat | PSM2GPH24IVL | Program | N | N | 100V-277V (+/-10%)
HNS L 55W 2G11 | HNS L 55W 2G11 | HNS L 55W 2G11 - 55W, 550 mA, Preheat Start Lamp | 550 | 55 | Preheat | PSP2GPH25HOIVDW | Program | N | N | 100V-277V (+/-10%)
HNS L 60W 2G11 | HNS L 60W 2G11 | HNS L 60W 2G11 - 60W, 800 mA, Preheat Start Lamp | 800 | 60 | Preheat | PSP2GPH48HOIVL | Program | N | N | 100V-277V (+/-10%)
HNS L 60W 2G11 | HNS L 60W 2G11 | HNS L 60W 2G11 - 60W, 800 mA, Preheat Start Lamp | 800 | 60 | Preheat | PAQ230G6HOMV | Program | Y | N | 100V-240V (+/-10%)
HNS L 60W 2G11 | HNS L 60W 2G11 | HNS L 60W 2G11 - 60W, 800 mA, Preheat Start Lamp | 800 | 60 | Preheat | PSP2GPH40HOIVDW | Program | N | N | 100V-277V (+/-10%)
HNS L 60W 2G11 | HNS L 60W 2G11 | HNS L 60W 2G11 - 60W, 800 mA, Preheat Start Lamp | 800 | 60 | Preheat | PSP2GPH48HOIV | Program | N | Y | 100V-277V (+/-10%)
HNS L 60W 2G11 | HNS L 60W 2G11 | HNS L 60W 2G11 - 60W, 800 mA, Preheat Start Lamp | 800 | 60 | Preheat | PSR2GPH55HOMV | Program | N | N | 120V-277V (+/-10%)
HNS L 60W 2G11 | HNS L 60W 2G11 | HNS L 60W 2G11 - 60W, 800 mA, Preheat Start Lamp | 800 | 60 | Preheat | PSP2GPH75HOHV | Program | Y | Y | 220V-277V (+/-10%)
HNS L 60W 2G11 | HNS L 60W 2G11 | HNS L 60W 2G11 - 60W, 800 mA, Preheat Start Lamp | 800 | 60 | Preheat | PSP2GPH75HOHVL | Program | Y | N | 220V-277V (+/-10%)
HNS L 95 W 2G11 | HNS L 95 W 2G11 | HNS L 95 W 2G11 - 95W, 800 mA, Preheat Start Lamp | 800 | 95 | Preheat | PAQ164G6HOMV | Program | N | N | 100V-240V (+/-10%)
HNS L 95 W 2G11 | HNS L 95 W 2G11 | HNS L 95 W 2G11 - 95W, 800 mA, Preheat Start Lamp | 800 | 95 | Preheat | PAQ264G6HOMV | Program | Y | N | 100V-240V (+/-10%)
HNS L 95 W 2G11 | HNS L 95 W 2G11 | HNS L 95 W 2G11 - 95W, 800 mA, Preheat Start Lamp | 800 | 95 | Preheat | PSP2GPH48HOIVL | Program | N | N | 100V-277V (+/-10%)
HNS L 95 W 2G11 | HNS L 95 W 2G11 | HNS L 95 W 2G11 - 95W, 800 mA, Preheat Start Lamp | 800 | 95 | Preheat | PSP2GPH48HOIV | Program | N | Y | 100V-277V (+/-10%)
HNS L 95 W 2G11 | HNS L 95 W 2G11 | HNS L 95 W 2G11 - 95W, 800 mA, Preheat Start Lamp | 800 | 95 | Preheat | PSP2GPH75HOHV | Program | N | Y | 220V-277V (+/-10%)
HNS L 95 W 2G11 | HNS L 95 W 2G11 | HNS L 95 W 2G11 - 95W, 800 mA, Preheat Start Lamp | 800 | 95 | Preheat | PSP2GPH75HOHVL | Program | N | N | 220V-277V (+/-10%)
HNS S 13 W GX23 | HNS S 13 W GX23 | HNS S 13 W GX23 - 13W, 280 mA, Preheat Start Lamp | 280 | 13 | Preheat | RPZ117V120 | Rapid | N | N | 120V (+/-10%)
HNS S 13 W GX23 | HNS S 13 W GX23 | HNS S 13 W GX23 - 13W, 280 mA, Preheat Start Lamp | 280 | 13 | Preheat | RPZ117V230 | Rapid | N | N | 230V (+/-10%)
HNS S 5 W G23 | HNS S 5 W G23 | HNS S 5 W G23 - 5W, 180 mA, Rapid Start Lamp | 180 | 5 | Rapid | RPZ109V120 | Rapid | N | N | 120V (+/-10%)
HNS S 5 W G23 | HNS S 5 W G23 | HNS S 5 W G23 - 5W, 180 mA, Rapid Start Lamp | 180 | 5 | Rapid | RPZ211V120 | Rapid | Y | N | 120V (+/-10%)
HNS S 5 W G23 | HNS S 5 W G23 | HNS S 5 W G23 - 5W, 180 mA, Rapid Start Lamp | 180 | 5 | Rapid | RPZ109V230 | Rapid | N | N | 230V (+/-10%)
HNS S 5 W G23 | HNS S 5 W G23 | HNS S 5 W G23 - 5W, 180 mA, Rapid Start Lamp | 180 | 5 | Rapid | RPZ211V230 | Rapid | Y | N | 230V (+/-10%)
HNS S 7 W G23 | HNS S 7 W G23 | HNS S 7 W G23 - 7W, 170 mA, Rapid Start Lamp | 170 | 7 | Rapid | RPZ109V120 | Rapid | N | N | 120V (+/-10%)
HNS S 7 W G23 | HNS S 7 W G23 | HNS S 7 W G23 - 7W, 170 mA, Rapid Start Lamp | 170 | 7 | Rapid | RPZ211V120 | Rapid | Y | N | 120V (+/-10%)
HNS S 7 W G23 | HNS S 7 W G23 | HNS S 7 W G23 - 7W, 170 mA, Rapid Start Lamp | 170 | 7 | Rapid | RPZ109V230 | Rapid | N | N | 230V (+/-10%)
HNS S 7 W G23 | HNS S 7 W G23 | HNS S 7 W G23 - 7W, 170 mA, Rapid Start Lamp | 170 | 7 | Rapid | RPZ211V230 | Rapid | Y | N | 230V (+/-10%)
HNS S 9 W G23 | HNS S 9 W G23 | HNS S 9 W G23 - 9W, 170 mA, Preheat Start Lamp | 170 | 9 | Preheat | RPZ109V230 | Rapid | N | N | 230V (+/-10%)
HNS S 9 W G23 | HNS S 9 W G23 | HNS S 9 W G23 - 9W, 170 mA, Preheat Start Lamp | 170 | 9 | Preheat | RPZ211V230 | Rapid | Y | N | 230V (+/-10%)
HNS S 9 W G23 | HNS S 9 W G23 | HNS S 9 W G23 - 9W, 170 mA, Preheat Start Lamp | 170 | 9 | Preheat | RPZ109V120 | Rapid | N | N | 120V (+/-10%)
HNS S 9 W G23 | HNS S 9 W G23 | HNS S 9 W G23 - 9W, 170 mA, Preheat Start Lamp | 170 | 9 | Preheat | RPZ211V120 | Rapid | Y | N | 120V (+/-10%)
HNS S/E 11 W 2G7 | HNS S/E 11 W 2G7 | HNS S/E 11 W 2G7 - 11W, 150 mA, Preheat Start Lamp | 150 | 11 | Preheat | RPZ109V230 | Rapid | N | N | 230V (+/-10%)
HNS S/E 11 W 2G7 | HNS S/E 11 W 2G7 | HNS S/E 11 W 2G7 - 11W, 150 mA, Preheat Start Lamp | 150 | 11 | Preheat | RPZ211V230 | Rapid | Y | N | 230V (+/-10%)
HNS S/E 11 W 2G7 | HNS S/E 11 W 2G7 | HNS S/E 11 W 2G7 - 11W, 150 mA, Preheat Start Lamp | 150 | 11 | Preheat | RPZ109V120 | Rapid | N | N | 120V (+/-10%)
HNS S/E 11 W 2G7 | HNS S/E 11 W 2G7 | HNS S/E 11 W 2G7 - 11W, 150 mA, Preheat Start Lamp | 150 | 11 | Preheat | RPZ211V120 | Rapid | Y | N | 120V (+/-10%)
HNS S/E 7 W 2G7 | HNS S/E 7 W 2G7 | HNS S/E 7 W 2G7 - 7W, 170 mA, Rapid Start Lamp | 170 | 7 | Rapid | RPZ109V120 | Rapid | N | N | 120V (+/-10%)
HNS S/E 7 W 2G7 | HNS S/E 7 W 2G7 | HNS S/E 7 W 2G7 - 7W, 170 mA, Rapid Start Lamp | 170 | 7 | Rapid | RPZ211V120 | Rapid | Y | N | 120V (+/-10%)
HNS S/E 7 W 2G7 | HNS S/E 7 W 2G7 | HNS S/E 7 W 2G7 - 7W, 170 mA, Rapid Start Lamp | 170 | 7 | Rapid | RPZ109V230 | Rapid | N | N | 230V (+/-10%)
HNS S/E 7 W 2G7 | HNS S/E 7 W 2G7 | HNS S/E 7 W 2G7 - 7W, 170 mA, Rapid Start Lamp | 170 | 7 | Rapid | RPZ211V230 | Rapid | Y | N | 230V (+/-10%)
HNS S/E 9W 2G7 | HNS S/E 9W 2G7 | HNS S/E 9W 2G7 - 9W, 170 mA, Preheat Start Lamp | 170 | 9 | Preheat | RPZ109V230 | Rapid | N | N | 230V (+/-10%)
HNS S/E 9W 2G7 | HNS S/E 9W 2G7 | HNS S/E 9W 2G7 - 9W, 170 mA, Preheat Start Lamp | 170 | 9 | Preheat | RPZ211V230 | Rapid | Y | N | 230V (+/-10%)
HNS S/E 9W 2G7 | HNS S/E 9W 2G7 | HNS S/E 9W 2G7 - 9W, 170 mA, Preheat Start Lamp | 170 | 9 | Preheat | RPZ109V120 | Rapid | N | N | 120V (+/-10%)
HNS S/E 9W 2G7 | HNS S/E 9W 2G7 | HNS S/E 9W 2G7 - 9W, 170 mA, Preheat Start Lamp | 170 | 9 | Preheat | RPZ211V120 | Rapid | Y | N | 120V (+/-10%)
HNS S11W G23 | HNS S11W G23 | HNS S11W G23 - 11W, 160 mA, Preheat Start Lamp | 160 | 11 | Preheat | RPZ109V230 | Rapid | N | N | 230V (+/-10%)
HNS S11W G23 | HNS S11W G23 | HNS S11W G23 - 11W, 160 mA, Preheat Start Lamp | 160 | 11 | Preheat | RPZ211V230 | Rapid | Y | N | 230V (+/-10%)
HNS S11W G23 | HNS S11W G23 | HNS S11W G23 - 11W, 160 mA, Preheat Start Lamp | 160 | 11 | Preheat | RPZ109V120 | Rapid | N | N | 120V (+/-10%)
HNS S11W G23 | HNS S11W G23 | HNS S11W G23 - 11W, 160 mA, Preheat Start Lamp | 160 | 11 | Preheat | RPZ211V120 | Rapid | Y | N | 120V (+/-10%)
LTC125T5SE | LTC125T5SE | LTC125T5SE - 155W, 800 mA, Preheat Start Lamp | 800 | 155 | Preheat | PAQ164G6HOMV | Program | N | N | 100V-240V (+/-10%)
LTC125T5SE | LTC125T5SE | LTC125T5SE - 155W, 800 mA, Preheat Start Lamp | 800 | 155 | Preheat | PAQ264G6HOMV | Program | Y | N | 100V-240V (+/-10%)
LTC125T5SE | LTC125T5SE | LTC125T5SE - 155W, 800 mA, Preheat Start Lamp | 800 | 155 | Preheat | PSP2GPH75HOHV | Program | N | Y | 220V-277V (+/-10%)
LTC125T5SE | LTC125T5SE | LTC125T5SE - 155W, 800 mA, Preheat Start Lamp | 800 | 155 | Preheat | PSP2GPH75HOHVL | Program | N | N | 220V-277V (+/-10%)
LTC40T5 | LTC40T5 | LTC40T5 - 41W, 425 mA, Instant Start Lamp | 425 | 41 | Instant | IAQ164G6MV | Instant | N | N | 100V-240V (+/-10%)
LTC40T5 | LTC40T5 | LTC40T5 - 41W, 425 mA, Instant Start Lamp | 425 | 41 | Instant | IAQ264G6MV | Instant | Y | N | 100V-240V (+/-10%)
LTC40T5SE | LTC40T5SE | LTC40T5SE - 41W, 425 mA, Preheat Start Lamp | 425 | 41 | Preheat | PSM2GPH24IVL | Program | N | N | 100V-277V (+/-10%)
LTC40T5SE | LTC40T5SE | LTC40T5SE - 41W, 425 mA, Preheat Start Lamp | 425 | 41 | Preheat | PSM2GPH24IV | Program | N | Y | 100V-277V (+/-10%)
LTC40T5SE | LTC40T5SE | LTC40T5SE - 41W, 425 mA, Preheat Start Lamp | 425 | 41 | Preheat | PAQ230G6MV | Program | Y | N | 100V-240V (+/-10%)
LTC55T8 | LTC55T8 | LTC55T8 - 55W, 800 mA, Preheat Start Lamp | 800 | 55 | Preheat | PSP2GPH48HOIVL | Program | N | N | 100V-277V (+/-10%)
LTC55T8 | LTC55T8 | LTC55T8 - 55W, 800 mA, Preheat Start Lamp | 800 | 55 | Preheat | PAQ230G6HOMV | Program | Y | N | 100V-240V (+/-10%)
LTC55T8 | LTC55T8 | LTC55T8 - 55W, 800 mA, Preheat Start Lamp | 800 | 55 | Preheat | PSP2GPH40HOIVDW | Program | N | N | 100V-277V (+/-10%)
LTC55T8 | LTC55T8 | LTC55T8 - 55W, 800 mA, Preheat Start Lamp | 800 | 55 | Preheat | PSP2GPH48HOIV | Program | N | Y | 100V-277V (+/-10%)
LTC55T8 | LTC55T8 | LTC55T8 - 55W, 800 mA, Preheat Start Lamp | 800 | 55 | Preheat | PSR2GPH55HOMV | Program | N | N | 120V-277V (+/-10%)
LTC55T8 | LTC55T8 | LTC55T8 - 55W, 800 mA, Preheat Start Lamp | 800 | 55 | Preheat | PSP2GPH75HOHV | Program | Y | Y | 220V-277V (+/-10%)
LTC55T8 | LTC55T8 | LTC55T8 - 55W, 800 mA, Preheat Start Lamp | 800 | 55 | Preheat | PSP2GPH75HOHVL | Program | Y | N | 220V-277V (+/-10%)
LTC64T5 | LTC64T5 | LTC64T5 - 76W, 425 mA, Instant Start Lamp | 425 | 76 | Instant | IAQ164G6MV | Instant | N | N | 100V-240V (+/-10%)
LTC64T5 | LTC64T5 | LTC64T5 - 76W, 425 mA, Instant Start Lamp | 425 | 76 | Instant | IAQ264G6MV | Instant | Y | N | 100V-240V (+/-10%)
LTC64T5SE | LTC64T5SE | LTC64T5SE - 76W, 425 mA, Preheat Start Lamp | 425 | 76 | Preheat | PAQ164G6MV | Program | N | N | 100V-240V (+/-10%)
LTC64T5SE | LTC64T5SE | LTC64T5SE - 76W, 425 mA, Preheat Start Lamp | 425 | 76 | Preheat | PAQ264G6MV | Program | Y | N | 100V-240V (+/-10%)
LTC80T5SE | LTC80T5SE | LTC80T5SE - 83W, 800 mA, Preheat Start Lamp | 800 | 83 | Preheat | PAQ164G6HOMV | Program | N | N | 100V-240V (+/-10%)
LTC80T5SE | LTC80T5SE | LTC80T5SE - 83W, 800 mA, Preheat Start Lamp | 800 | 83 | Preheat | PAQ264G6HOMV | Program | Y | N | 100V-240V (+/-10%)
LTC80T5SE | LTC80T5SE | LTC80T5SE - 83W, 800 mA, Preheat Start Lamp | 800 | 83 | Preheat | PSP2GPH48HOIVL | Program | N | N | 100V-277V (+/-10%)
LTC80T5SE | LTC80T5SE | LTC80T5SE - 83W, 800 mA, Preheat Start Lamp | 800 | 83 | Preheat | PSP2GPH48HOIV | Program | N | Y | 100V-277V (+/-10%)
LTC80T5SE | LTC80T5SE | LTC80T5SE - 83W, 800 mA, Preheat Start Lamp | 800 | 83 | Preheat | PSR2GPH55HOMV | Program | N | N | 120V-277V (+/-10%)
LTC80T5SE | LTC80T5SE | LTC80T5SE - 83W, 800 mA, Preheat Start Lamp | 800 | 83 | Preheat | PSP2GPH75HOHV | Program | N | Y | 220V-277V (+/-10%)
LTC80T5SE | LTC80T5SE | LTC80T5SE - 83W, 800 mA, Preheat Start Lamp | 800 | 83 | Preheat | PSP2GPH75HOHVL | Program | N | N | 220V-277V (+/-10%)
LTCQ35WHO/2G11 | LTCQ35WHO/2G11 | LTCQ35WHO/2G11 - 36W, 850 mA, Preheat Start Lamp | 850 | 36 | Preheat | PAQ230G6HOMV | Program | Y | N | 100V-240V (+/-10%)
LTCQ35WHO/2G11 | LTCQ35WHO/2G11 | LTCQ35WHO/2G11 - 36W, 850 mA, Preheat Start Lamp | 850 | 36 | Preheat | PSP2GPH40HOIVDW | Program | Y | N | 100V-277V (+/-10%)
LTCQ35WHO/2G11 | LTCQ35WHO/2G11 | LTCQ35WHO/2G11 - 36W, 850 mA, Preheat Start Lamp | 850 | 36 | Preheat | PSP2GPH48HOIV | Program | Y | Y | 100V-277V (+/-10%)
LTCQ35WHO/2G11 | LTCQ35WHO/2G11 | LTCQ35WHO/2G11 - 36W, 850 mA, Preheat Start Lamp | 850 | 36 | Preheat | PSR2GPH55HOMV | Program | Y | N | 120V-277V (+/-10%)
LTCQ35WHO/2G11 | LTCQ35WHO/2G11 | LTCQ35WHO/2G11 - 36W, 850 mA, Preheat Start Lamp | 850 | 36 | Preheat | PSP2GPH48HOIVL | Program | Y | N | 100V-277V (+/-10%)
NNI150/76XL | NNI150/76XL | NNI150/76XL - 172W, 2100 mA, Preheat Start Lamp | 2100 | 172 | Preheat | PAQ1320AMV-2100 | Preheat | N | N | 100V-240V (+/-10%)
PL-S 9W/4P/TUV | PL-S 9W/4P/TUV | PL-S 9W/4P/TUV - 9W, 170 mA, Preheat Start Lamp | 170 | 9 | Preheat | RPZ109V230 | Rapid | N | N | 230V (+/-10%)
PL-S 9W/4P/TUV | PL-S 9W/4P/TUV | PL-S 9W/4P/TUV - 9W, 170 mA, Preheat Start Lamp | 170 | 9 | Preheat | RPZ211V230 | Rapid | Y | N | 230V (+/-10%)
PL-S 9W/4P/TUV | PL-S 9W/4P/TUV | PL-S 9W/4P/TUV - 9W, 170 mA, Preheat Start Lamp | 170 | 9 | Preheat | RPZ109V120 | Rapid | N | N | 120V (+/-10%)
PL-S 9W/4P/TUV | PL-S 9W/4P/TUV | PL-S 9W/4P/TUV - 9W, 170 mA, Preheat Start Lamp | 170 | 9 | Preheat | RPZ211V120 | Rapid | Y | N | 120V (+/-10%)
PL-S 9W/TUV | PL-S 9W/TUV | PL-S 9W/TUV - 9W, 170 mA, Preheat Start Lamp | 170 | 9 | Preheat | RPZ109V230 | Rapid | N | N | 230V (+/-10%)
PL-S 9W/TUV | PL-S 9W/TUV | PL-S 9W/TUV - 9W, 170 mA, Preheat Start Lamp | 170 | 9 | Preheat | RPZ211V230 | Rapid | Y | N | 230V (+/-10%)
PL-S 9W/TUV | PL-S 9W/TUV | PL-S 9W/TUV - 9W, 170 mA, Preheat Start Lamp | 170 | 9 | Preheat | RPZ109V120 | Rapid | N | N | 120V (+/-10%)
PL-S 9W/TUV | PL-S 9W/TUV | PL-S 9W/TUV - 9W, 170 mA, Preheat Start Lamp | 170 | 9 | Preheat | RPZ211V120 | Rapid | Y | N | 120V (+/-10%)
PLL18W/TUV | PLL18W/TUV | PLL18W/TUV - 18W, 375 mA, Preheat Start Lamp | 375 | 18 | Preheat | PAQ230G6MV | Program | Y | N | 100V-240V (+/-10%)
PLL18W/TUV | PLL18W/TUV | PLL18W/TUV - 18W, 375 mA, Preheat Start Lamp | 375 | 18 | Preheat | PSM2GPH24IVL | Program | Y | N | 100V-277V (+/-10%)
PLL18W/TUV | PLL18W/TUV | PLL18W/TUV - 18W, 375 mA, Preheat Start Lamp | 375 | 18 | Preheat | PSM2GPH24IV | Program | Y | Y | 100V-277V (+/-10%)
PLL18W/TUV | PLL18W/TUV | PLL18W/TUV - 18W, 375 mA, Preheat Start Lamp | 375 | 18 | Preheat | PSM2GPH18MVDW | Program | N | N | 120V-277V (+/-10%)
PLL18W/TUV | PLL18W/TUV | PLL18W/TUV - 18W, 375 mA, Preheat Start Lamp | 375 | 18 | Preheat | RSN1GPH20120 | Rapid | N | N | 120V (+/-10%)
PLL24W/TUV | PLL24W/TUV | PLL24W/TUV - 24W, 345 mA, Preheat Start Lamp | 345 | 24 | Preheat | RPZ123V120 | Rapid | N | N | 120V (+/-10%)
PLL24W/TUV | PLL24W/TUV | PLL24W/TUV - 24W, 345 mA, Preheat Start Lamp | 345 | 24 | Preheat | RPZ123V230 | Rapid | N | N | 230V (+/-10%)
PLL35WHO/TUV | PLL35WHO/TUV | PLL35WHO/TUV - 35W, 850 mA, Preheat Start Lamp | 850 | 35 | Preheat | PSR2GPH55HOMV | Program | Y | N | 120V-277V (+/-10%)
PLL35WHO/TUV | PLL35WHO/TUV | PLL35WHO/TUV - 35W, 850 mA, Preheat Start Lamp | 850 | 35 | Preheat | PAQ230G6HOMV | Program | Y | N | 100V-240V (+/-10%)
PLL35WHO/TUV | PLL35WHO/TUV | PLL35WHO/TUV - 35W, 850 mA, Preheat Start Lamp | 850 | 35 | Preheat | PSP2GPH40HOIVDW | Program | Y | N | 100V-277V (+/-10%)
PLL35WHO/TUV | PLL35WHO/TUV | PLL35WHO/TUV - 35W, 850 mA, Preheat Start Lamp | 850 | 35 | Preheat | PSP2GPH48HOIV | Program | Y | Y | 100V-277V (+/-10%)
PLL35WHO/TUV | PLL35WHO/TUV | PLL35WHO/TUV - 35W, 850 mA, Preheat Start Lamp | 850 | 35 | Preheat | PSP2GPH48HOIVL | Program | Y | N | 100V-277V (+/-10%)
PLL36W/TUV | PLL36W/TUV | PLL36W/TUV - 36W, 435 mA, Preheat Start Lamp | 435 | 36 | Preheat | RSW240V120 | Rapid | Y | N | 120V (+/-10%)
PLL36W/TUV | PLL36W/TUV | PLL36W/TUV - 36W, 435 mA, Preheat Start Lamp | 435 | 36 | Preheat | PAQ230G6MV | Program | Y | N | 100V-240V (+/-10%)
PLL36W/TUV | PLL36W/TUV | PLL36W/TUV - 36W, 435 mA, Preheat Start Lamp | 435 | 36 | Preheat | PSM2GPH24IV | Program | N | Y | 100V-277V (+/-10%)
PLL36W/TUV | PLL36W/TUV | PLL36W/TUV - 36W, 435 mA, Preheat Start Lamp | 435 | 36 | Preheat | PSM2GPH24IVL | Program | N | N | 100V-277V (+/-10%)
PLL60WHO/TUV | PLL60WHO/TUV | PLL60WHO/TUV - 60W, 800 mA, Preheat Start Lamp | 800 | 60 | Preheat | PSP2GPH48HOIVL | Program | N | N | 100V-277V (+/-10%)
PLL60WHO/TUV | PLL60WHO/TUV | PLL60WHO/TUV - 60W, 800 mA, Preheat Start Lamp | 800 | 60 | Preheat | PAQ230G6HOMV | Program | Y | N | 100V-240V (+/-10%)
PLL60WHO/TUV | PLL60WHO/TUV | PLL60WHO/TUV - 60W, 800 mA, Preheat Start Lamp | 800 | 60 | Preheat | PSP2GPH40HOIVDW | Program | N | N | 100V-277V (+/-10%)
PLL60WHO/TUV | PLL60WHO/TUV | PLL60WHO/TUV - 60W, 800 mA, Preheat Start Lamp | 800 | 60 | Preheat | PSP2GPH48HOIV | Program | N | Y | 100V-277V (+/-10%)
PLL60WHO/TUV | PLL60WHO/TUV | PLL60WHO/TUV - 60W, 800 mA, Preheat Start Lamp | 800 | 60 | Preheat | PSR2GPH55HOMV | Program | N | N | 120V-277V (+/-10%)
PLL60WHO/TUV | PLL60WHO/TUV | PLL60WHO/TUV - 60W, 800 mA, Preheat Start Lamp | 800 | 60 | Preheat | PSP2GPH75HOHV | Program | Y | Y | 220V-277V (+/-10%)
PLL60WHO/TUV | PLL60WHO/TUV | PLL60WHO/TUV - 60W, 800 mA, Preheat Start Lamp | 800 | 60 | Preheat | PSP2GPH75HOHVL | Program | Y | N | 220V-277V (+/-10%)
PLL95WHO/TUV | PLL95WHO/TUV | PLL95WHO/TUV - 95W, 800 mA, Preheat Start Lamp | 800 | 95 | Preheat | PAQ164G6HOMV | Program | N | N | 100V-240V (+/-10%)
PLL95WHO/TUV | PLL95WHO/TUV | PLL95WHO/TUV - 95W, 800 mA, Preheat Start Lamp | 800 | 95 | Preheat | PAQ264G6HOMV | Program | Y | N | 100V-240V (+/-10%)
PLL95WHO/TUV | PLL95WHO/TUV | PLL95WHO/TUV - 95W, 800 mA, Preheat Start Lamp | 800 | 95 | Preheat | PSP2GPH48HOIVL | Program | N | N | 100V-277V (+/-10%)
PLL95WHO/TUV | PLL95WHO/TUV | PLL95WHO/TUV - 95W, 800 mA, Preheat Start Lamp | 800 | 95 | Preheat | PSP2GPH48HOIV | Program | N | Y | 100V-277V (+/-10%)
PLL95WHO/TUV | PLL95WHO/TUV | PLL95WHO/TUV - 95W, 800 mA, Preheat Start Lamp | 800 | 95 | Preheat | PSP2GPH75HOHV | Program | N | Y | 220V-277V (+/-10%)
PLL95WHO/TUV | PLL95WHO/TUV | PLL95WHO/TUV - 95W, 800 mA, Preheat Start Lamp | 800 | 95 | Preheat | PSP2GPH75HOHVL | Program | N | N | 220V-277V (+/-10%)
S36RL | S36RL | S36RL - 40W, 420 mA, Preheat Start Lamp | 420 | 40 | Preheat | PSM2GPH24IVL | Program | N | N | 100V-277V (+/-10%)
S36RL | S36RL | S36RL - 40W, 420 mA, Preheat Start Lamp | 420 | 40 | Preheat | PSM2GPH24IV | Program | N | Y | 100V-277V (+/-10%)
S36RL | S36RL | S36RL - 40W, 420 mA, Preheat Start Lamp | 420 | 40 | Preheat | PAQ230G6MV | Program | Y | N | 100V-240V (+/-10%)
S36RL | S36RL | S36RL - 40W, 420 mA, Preheat Start Lamp | 420 | 40 | Preheat | RSW240V120 | Rapid | Y | N | 120V (+/-10%)
TUV 10W | TUV 10W | TUV 10W - 9W, 220 mA, Preheat Start Lamp | 220 | 9 | Preheat | RPZ109V230 | Rapid | N | N | 230V (+/-10%)
TUV 10W | TUV 10W | TUV 10W - 9W, 220 mA, Preheat Start Lamp | 220 | 9 | Preheat | RPZ211V230 | Rapid | Y | N | 230V (+/-10%)
TUV 10W | TUV 10W | TUV 10W - 9W, 220 mA, Preheat Start Lamp | 220 | 9 | Preheat | RPZ109V120 | Rapid | N | N | 120V (+/-10%)
TUV 10W | TUV 10W | TUV 10W - 9W, 220 mA, Preheat Start Lamp | 220 | 9 | Preheat | RPZ211V120 | Rapid | Y | N | 120V (+/-10%)
TUV 11W FAM | TUV 11W FAM | TUV 11W FAM - 11W, 400 mA, Preheat Start Lamp | 400 | 11 | Preheat | PSM2GPH18MVDW | Program | Y | N | 120V-277V (+/-10%)
TUV 11W FAM | TUV 11W FAM | TUV 11W FAM - 11W, 400 mA, Preheat Start Lamp | 400 | 11 | Preheat | PSM2GPH24IV | Program | Y | Y | 100V-277V (+/-10%)
TUV 11W FAM | TUV 11W FAM | TUV 11W FAM - 11W, 400 mA, Preheat Start Lamp | 400 | 11 | Preheat | RSN1GPH20120 | Rapid | N | N | 120V (+/-10%)
TUV 11W FAM | TUV 11W FAM | TUV 11W FAM - 11W, 400 mA, Preheat Start Lamp | 400 | 11 | Preheat | PSM2GPH24IVL | Program | Y | N | 100V-277V (+/-10%)
TUV 11W FAM | TUV 11W FAM | TUV 11W FAM - 11W, 400 mA, Preheat Start Lamp | 400 | 11 | Preheat | EZ24-PSM1GPH18DW24 | Program | N | N | 19.2V-31.2Vac/Vdc
TUV 11W FAM | TUV 11W FAM | TUV 11W FAM - 11W, 400 mA, Preheat Start Lamp | 400 | 11 | Preheat | PSM2GPH15V12-24 | Program | Y | N | 12-24 Vdc only (+/- 10%)
TUV 130W XPT | TUV 130W XPT | TUV 130W XPT - 130W, 2100 mA, Preheat Start Lamp | 2100 | 130 | Preheat | PAQ1320AMV-2100 | Preheat | N | N | 100V-240V (+/-10%)
TUV 15W SLV | TUV 15W SLV | TUV 15W SLV - 16W, 335 mA, Preheat Start Lamp | 335 | 16 | Preheat | RPZ117V120 | Rapid | N | N | 120V (+/-10%)
TUV 15W SLV | TUV 15W SLV | TUV 15W SLV - 16W, 335 mA, Preheat Start Lamp | 335 | 16 | Preheat | RPZ117V230 | Rapid | N | N | 230V (+/-10%)
TUV 16W 4P-SE | TUV 16W 4P-SE | TUV 16W 4P-SE - 16W, 400 mA, Preheat Start Lamp | 400 | 16 | Preheat | PSM2GPH18MVDW | Program | Y | N | 120V-277V (+/-10%)
TUV 16W 4P-SE | TUV 16W 4P-SE | TUV 16W 4P-SE - 16W, 400 mA, Preheat Start Lamp | 400 | 16 | Preheat | PSM2GPH24IV | Program | Y | Y | 100V-277V (+/-10%)
TUV 16W 4P-SE | TUV 16W 4P-SE | TUV 16W 4P-SE - 16W, 400 mA, Preheat Start Lamp | 400 | 16 | Preheat | PSM2GPH24IVL | Program | Y | N | 100V-277V (+/-10%)
TUV 16W 4P-SE | TUV 16W 4P-SE | TUV 16W 4P-SE - 16W, 400 mA, Preheat Start Lamp | 400 | 16 | Preheat | RSN1GPH20120 | Rapid | N | N | 120V (+/-10%)
TUV 16W 4P-SE | TUV 16W 4P-SE | TUV 16W 4P-SE - 16W, 400 mA, Preheat Start Lamp | 400 | 16 | Preheat | EZ24-PSM1GPH18DW24 | Program | N | N | 19.2V-31.2Vac/Vdc
TUV 16W 4P-SE | TUV 16W 4P-SE | TUV 16W 4P-SE - 16W, 400 mA, Preheat Start Lamp | 400 | 16 | Preheat | PSM2GPH15V12-24 | Program | N | N | 12-24 Vdc only (+/- 10%)
TUV 16W FAM | TUV 16W FAM | TUV 16W FAM - 16W, 400 mA, Preheat Start Lamp | 400 | 16 | Preheat | PSM2GPH18MVDW | Program | Y | N | 120V-277V (+/-10%)
TUV 16W FAM | TUV 16W FAM | TUV 16W FAM - 16W, 400 mA, Preheat Start Lamp | 400 | 16 | Preheat | PSM2GPH24IV | Program | Y | Y | 100V-277V (+/-10%)
TUV 16W FAM | TUV 16W FAM | TUV 16W FAM - 16W, 400 mA, Preheat Start Lamp | 400 | 16 | Preheat | PSM2GPH24IVL | Program | Y | N | 100V-277V (+/-10%)
TUV 16W FAM | TUV 16W FAM | TUV 16W FAM - 16W, 400 mA, Preheat Start Lamp | 400 | 16 | Preheat | RSN1GPH20120 | Rapid | N | N | 120V (+/-10%)
TUV 16W FAM | TUV 16W FAM | TUV 16W FAM - 16W, 400 mA, Preheat Start Lamp | 400 | 16 | Preheat | EZ24-PSM1GPH18DW24 | Program | N | N | 19.2V-31.2Vac/Vdc
TUV 16W FAM | TUV 16W FAM | TUV 16W FAM - 16W, 400 mA, Preheat Start Lamp | 400 | 16 | Preheat | PSM2GPH15V12-24 | Program | Y | N | 12-24 Vdc only (+/- 10%)
TUV 16W G16T5 | TUV 16W G16T5 | TUV 16W G16T5 - 16W, 400 mA, Preheat Start Lamp | 400 | 16 | Preheat | PSM2GPH18MVDW | Program | Y | N | 120V-277V (+/-10%)
TUV 16W G16T5 | TUV 16W G16T5 | TUV 16W G16T5 - 16W, 400 mA, Preheat Start Lamp | 400 | 16 | Preheat | PSM2GPH24IV | Program | Y | Y | 100V-277V (+/-10%)
TUV 16W G16T5 | TUV 16W G16T5 | TUV 16W G16T5 - 16W, 400 mA, Preheat Start Lamp | 400 | 16 | Preheat | PSM2GPH24IVL | Program | Y | N | 100V-277V (+/-10%)
TUV 16W G16T5 | TUV 16W G16T5 | TUV 16W G16T5 - 16W, 400 mA, Preheat Start Lamp | 400 | 16 | Preheat | RSN1GPH20120 | Rapid | N | N | 120V (+/-10%)
TUV 16W G16T5 | TUV 16W G16T5 | TUV 16W G16T5 - 16W, 400 mA, Preheat Start Lamp | 400 | 16 | Preheat | EZ24-PSM1GPH18DW24 | Program | N | N | 19.2V-31.2Vac/Vdc
TUV 16W G16T5 | TUV 16W G16T5 | TUV 16W G16T5 - 16W, 400 mA, Preheat Start Lamp | 400 | 16 | Preheat | PSM2GPH15V12-24 | Program | N | N | 12-24 Vdc only (+/- 10%)
TUV 180W XPT | TUV 180W XPT | TUV 180W XPT - 180W, 2100 mA, Preheat Start Lamp | 2100 | 180 | Preheat | PAQ1320AMV-2100 | Preheat | N | N | 100V-240V (+/-10%)
TUV 18W | TUV 18W | TUV 18W - 18W, 375 mA, Preheat Start Lamp | 375 | 18 | Preheat | PAQ230G6MV | Program | Y | N | 100V-240V (+/-10%)
TUV 18W | TUV 18W | TUV 18W - 18W, 375 mA, Preheat Start Lamp | 375 | 18 | Preheat | PSM2GPH24IVL | Program | Y | N | 100V-277V (+/-10%)
TUV 18W | TUV 18W | TUV 18W - 18W, 375 mA, Preheat Start Lamp | 375 | 18 | Preheat | PSM2GPH24IV | Program | Y | Y | 100V-277V (+/-10%)
TUV 18W | TUV 18W | TUV 18W - 18W, 375 mA, Preheat Start Lamp | 375 | 18 | Preheat | PSM2GPH18MVDW | Program | N | N | 120V-277V (+/-10%)
TUV 18W | TUV 18W | TUV 18W - 18W, 375 mA, Preheat Start Lamp | 375 | 18 | Preheat | RSN1GPH20120 | Rapid | N | N | 120V (+/-10%)
TUV 200W XPT | TUV 200W XPT | TUV 200W XPT - 200W, 2100 mA, Preheat Start Lamp | 2100 | 200 | Preheat | PAQ1320AMV-2100 | Preheat | N | N | 100V-240V (+/-10%)
TUV 20W 4P SE | TUV 20W 4P SE | TUV 20W 4P SE - 20W, 450 mA, Preheat Start Lamp | 450 | 20 | Preheat | PAQ230G6MV | Program | Y | N | 100V-240V (+/-10%)
TUV 20W 4P SE | TUV 20W 4P SE | TUV 20W 4P SE - 20W, 450 mA, Preheat Start Lamp | 450 | 20 | Preheat | PSM2GPH24IV | Program | Y | Y | 100V-277V (+/-10%)
TUV 20W 4P SE | TUV 20W 4P SE | TUV 20W 4P SE - 20W, 450 mA, Preheat Start Lamp | 450 | 20 | Preheat | PSM2GPH18MVDW | Program | N | N | 120V-277V (+/-10%)
TUV 20W 4P SE | TUV 20W 4P SE | TUV 20W 4P SE - 20W, 450 mA, Preheat Start Lamp | 450 | 20 | Preheat | PSM2GPH24IVL | Program | Y | N | 100V-277V (+/-10%)
TUV 20W 4P SE | TUV 20W 4P SE | TUV 20W 4P SE - 20W, 450 mA, Preheat Start Lamp | 450 | 20 | Preheat | RSN1GPH20120 | Rapid | N | N | 120V (+/-10%)
TUV 20W FAM | TUV 20W FAM | TUV 20W FAM - 20W, 450 mA, Preheat Start Lamp | 450 | 20 | Preheat | PAQ230G6MV | Program | Y | N | 100V-240V (+/-10%)
TUV 20W FAM | TUV 20W FAM | TUV 20W FAM - 20W, 450 mA, Preheat Start Lamp | 450 | 20 | Preheat | PSM2GPH24IV | Program | Y | Y | 100V-277V (+/-10%)
TUV 20W FAM | TUV 20W FAM | TUV 20W FAM - 20W, 450 mA, Preheat Start Lamp | 450 | 20 | Preheat | PSM2GPH18MVDW | Program | N | N | 120V-277V (+/-10%)
TUV 20W FAM | TUV 20W FAM | TUV 20W FAM - 20W, 450 mA, Preheat Start Lamp | 450 | 20 | Preheat | PSM2GPH24IVL | Program | Y | N | 100V-277V (+/-10%)
TUV 20W FAM | TUV 20W FAM | TUV 20W FAM - 20W, 450 mA, Preheat Start Lamp | 450 | 20 | Preheat | RSN1GPH20120 | Rapid | N | N | 120V (+/-10%)
TUV 240W XPT | TUV 240W XPT | TUV 240W XPT - 240W, 2100 mA, Preheat Start Lamp | 2100 | 240 | Preheat | PAQ1320AMV-2100 | Preheat | N | N | 100V-240V (+/-10%)
TUV 25W 1SL | TUV 25W 1SL | TUV 25W 1SL - 25W, 612 mA, Preheat Start Lamp | 612 | 25 | Preheat | PSP2GPH25HOIVDW | Program | Y | N | 100V-277V (+/-10%)
TUV 25W 4P SE | TUV 25W 4P SE | TUV 25W 4P SE - 23W, 350 mA, Preheat Start Lamp | 350 | 23 | Preheat | RPZ123V120 | Rapid | N | N | 120V (+/-10%)
TUV 25W 4P SE | TUV 25W 4P SE | TUV 25W 4P SE - 23W, 350 mA, Preheat Start Lamp | 350 | 23 | Preheat | RPZ123V230 | Rapid | N | N | 230V (+/-10%)
TUV 30W | TUV 30W | TUV 30W - 30W, 360 mA, Preheat Start Lamp | 360 | 30 | Preheat | PSM2GPH24IVL | Program | N | N | 100V-277V (+/-10%)
TUV 30W | TUV 30W | TUV 30W - 30W, 360 mA, Preheat Start Lamp | 360 | 30 | Preheat | PAQ230G6MV | Program | Y | N | 100V-240V (+/-10%)
TUV 30W | TUV 30W | TUV 30W - 30W, 360 mA, Preheat Start Lamp | 360 | 30 | Preheat | PSM2GPH24IV | Program | N | Y | 100V-277V (+/-10%)
TUV 30W | TUV 30W | TUV 30W - 30W, 360 mA, Preheat Start Lamp | 360 | 30 | Preheat | PSM2GPH18MVDW | Program | N | N | 120V-277V (+/-10%)
TUV 36 4P-SE T5 | TUV 36 4P-SE T5 | TUV 36 4P-SE T5 - 40W, 425 mA, Preheat Start Lamp | 425 | 40 | Preheat | PSM2GPH24IVL | Program | N | N | 100V-277V (+/-10%)
TUV 36 4P-SE T5 | TUV 36 4P-SE T5 | TUV 36 4P-SE T5 - 40W, 425 mA, Preheat Start Lamp | 425 | 40 | Preheat | PSM2GPH24IV | Program | N | Y | 100V-277V (+/-10%)
TUV 36 4P-SE T5 | TUV 36 4P-SE T5 | TUV 36 4P-SE T5 - 40W, 425 mA, Preheat Start Lamp | 425 | 40 | Preheat | PAQ230G6MV | Program | Y | N | 100V-240V (+/-10%)
TUV 36 4P-SE T5 | TUV 36 4P-SE T5 | TUV 36 4P-SE T5 - 40W, 425 mA, Preheat Start Lamp | 425 | 40 | Preheat | RSW240V120 | Rapid | Y | N | 120V (+/-10%)
TUV 36 SPT5 | TUV 36 SPT5 | TUV 36 SPT5 - 40W, 425 mA, Instant Start Lamp | 425 | 40 | Instant | IAQ230G6MV | Instant | Y | N | 100V-240V (+/-10%)
TUV 36 T5/HO | TUV 36 T5/HO | TUV 36 T5/HO - 75W, 800 mA, Preheat Start Lamp | 800 | 75 | Preheat | PSP2GPH48HOIVL | Program | N | N | 100V-277V (+/-10%)
TUV 36 T5/HO | TUV 36 T5/HO | TUV 36 T5/HO - 75W, 800 mA, Preheat Start Lamp | 800 | 75 | Preheat | PSP2GPH48HOIV | Program | N | Y | 100V-277V (+/-10%)
TUV 36 T5/HO | TUV 36 T5/HO | TUV 36 T5/HO - 75W, 800 mA, Preheat Start Lamp | 800 | 75 | Preheat | PSR2GPH55HOMV | Program | N | N | 120V-277V (+/-10%)
TUV 36 T5/HO | TUV 36 T5/HO | TUV 36 T5/HO - 75W, 800 mA, Preheat Start Lamp | 800 | 75 | Preheat | PAQ230G6HOMV | Program | Y | N | 100V-240V (+/-10%)
TUV 36 T5/HO | TUV 36 T5/HO | TUV 36 T5/HO - 75W, 800 mA, Preheat Start Lamp | 800 | 75 | Preheat | PSP2GPH40HOIVDW | Program | N | N | 100V-277V (+/-10%)
TUV 36 T5/HO | TUV 36 T5/HO | TUV 36 T5/HO - 75W, 800 mA, Preheat Start Lamp | 800 | 75 | Preheat | PSP2GPH75HOHV | Program | Y | Y | 220V-277V (+/-10%)
TUV 36 T5/HO | TUV 36 T5/HO | TUV 36 T5/HO - 75W, 800 mA, Preheat Start Lamp | 800 | 75 | Preheat | PSP2GPH75HOHVL | Program | Y | N | 220V-277V (+/-10%)
TUV 36T5 HO 4P-SE | TUV 36T5 HO 4P-SE | TUV 36T5 HO 4P-SE - 75W, 800 mA, Preheat Start Lamp | 800 | 75 | Preheat | PSP2GPH48HOIVL | Program | N | N | 100V-277V (+/-10%)
TUV 36T5 HO 4P-SE | TUV 36T5 HO 4P-SE | TUV 36T5 HO 4P-SE - 75W, 800 mA, Preheat Start Lamp | 800 | 75 | Preheat | PSP2GPH48HOIV | Program | N | Y | 100V-277V (+/-10%)
TUV 36T5 HO 4P-SE | TUV 36T5 HO 4P-SE | TUV 36T5 HO 4P-SE - 75W, 800 mA, Preheat Start Lamp | 800 | 75 | Preheat | PSR2GPH55HOMV | Program | N | N | 120V-277V (+/-10%)
TUV 36T5 HO 4P-SE | TUV 36T5 HO 4P-SE | TUV 36T5 HO 4P-SE - 75W, 800 mA, Preheat Start Lamp | 800 | 75 | Preheat | PAQ230G6HOMV | Program | Y | N | 100V-240V (+/-10%)
TUV 36T5 HO 4P-SE | TUV 36T5 HO 4P-SE | TUV 36T5 HO 4P-SE - 75W, 800 mA, Preheat Start Lamp | 800 | 75 | Preheat | PSP2GPH40HOIVDW | Program | N | N | 100V-277V (+/-10%)
TUV 36T5 HO 4P-SE | TUV 36T5 HO 4P-SE | TUV 36T5 HO 4P-SE - 75W, 800 mA, Preheat Start Lamp | 800 | 75 | Preheat | PSP2GPH75HOHV | Program | Y | Y | 220V-277V (+/-10%)
TUV 36T5 HO 4P-SE | TUV 36T5 HO 4P-SE | TUV 36T5 HO 4P-SE - 75W, 800 mA, Preheat Start Lamp | 800 | 75 | Preheat | PSP2GPH75HOHVL | Program | Y | N | 220V-277V (+/-10%)
TUV 36W | TUV 36W | TUV 36W - 36W, 435 mA, Preheat Start Lamp | 435 | 36 | Preheat | RSW240V120 | Rapid | Y | N | 120V (+/-10%)
TUV 36W | TUV 36W | TUV 36W - 36W, 435 mA, Preheat Start Lamp | 435 | 36 | Preheat | PAQ230G6MV | Program | Y | N | 100V-240V (+/-10%)
TUV 36W | TUV 36W | TUV 36W - 36W, 435 mA, Preheat Start Lamp | 435 | 36 | Preheat | PSM2GPH24IV | Program | N | Y | 100V-277V (+/-10%)
TUV 36W | TUV 36W | TUV 36W - 36W, 435 mA, Preheat Start Lamp | 435 | 36 | Preheat | PSM2GPH24IVL | Program | N | N | 100V-277V (+/-10%)
TUV 55W HO | TUV 55W HO | TUV 55W HO - 55W, 765 mA, Preheat Start Lamp | 765 | 55 | Preheat | PSP2GPH48HOIVL | Program | N | N | 100V-277V (+/-10%)
TUV 55W HO | TUV 55W HO | TUV 55W HO - 55W, 765 mA, Preheat Start Lamp | 765 | 55 | Preheat | PAQ230G6HOMV | Program | Y | N | 100V-240V (+/-10%)
TUV 55W HO | TUV 55W HO | TUV 55W HO - 55W, 765 mA, Preheat Start Lamp | 765 | 55 | Preheat | PSP2GPH40HOIVDW | Program | N | N | 100V-277V (+/-10%)
TUV 55W HO | TUV 55W HO | TUV 55W HO - 55W, 765 mA, Preheat Start Lamp | 765 | 55 | Preheat | PSP2GPH48HOIV | Program | N | Y | 100V-277V (+/-10%)
TUV 55W HO | TUV 55W HO | TUV 55W HO - 55W, 765 mA, Preheat Start Lamp | 765 | 55 | Preheat | PSR2GPH55HOMV | Program | N | N | 120V-277V (+/-10%)
TUV 5W | TUV 5W | TUV 5W - 5W, 180 mA, Rapid Start Lamp | 180 | 5 | Rapid | RPZ109V120 | Rapid | N | N | 120V (+/-10%)
TUV 5W | TUV 5W | TUV 5W - 5W, 180 mA, Rapid Start Lamp | 180 | 5 | Rapid | RPZ211V120 | Rapid | Y | N | 120V (+/-10%)
TUV 5W | TUV 5W | TUV 5W - 5W, 180 mA, Rapid Start Lamp | 180 | 5 | Rapid | RPZ109V230 | Rapid | N | N | 230V (+/-10%)
TUV 5W | TUV 5W | TUV 5W - 5W, 180 mA, Rapid Start Lamp | 180 | 5 | Rapid | RPZ211V230 | Rapid | Y | N | 230V (+/-10%)
TUV 64 4P-SE T5 | TUV 64 4P-SE T5 | TUV 64 4P-SE T5 - 75W, 425 mA, Preheat Start Lamp | 425 | 75 | Preheat | PAQ164G6MV | Program | N | N | 100V-240V (+/-10%)
TUV 64 4P-SE T5 | TUV 64 4P-SE T5 | TUV 64 4P-SE T5 - 75W, 425 mA, Preheat Start Lamp | 425 | 75 | Preheat | PAQ264G6MV | Program | Y | N | 100V-240V (+/-10%)
TUV 64 SPT5 | TUV 64 SPT5 | TUV 64 SPT5 - 75W, 425 mA, Instant Start Lamp | 425 | 75 | Instant | IAQ164G6MV | Instant | N | N | 100V-240V (+/-10%)
TUV 64 SPT5 | TUV 64 SPT5 | TUV 64 SPT5 - 75W, 425 mA, Instant Start Lamp | 425 | 75 | Instant | IAQ264G6MV | Instant | Y | N | 100V-240V (+/-10%)
TUV 64 T5/HO | TUV 64 T5/HO | TUV 64 T5/HO - 145W, 800 mA, Preheat Start Lamp | 800 | 145 | Preheat | PAQ164G6HOMV | Program | N | N | 100V-240V (+/-10%)
TUV 64 T5/HO | TUV 64 T5/HO | TUV 64 T5/HO - 145W, 800 mA, Preheat Start Lamp | 800 | 145 | Preheat | PAQ264G6HOMV | Program | Y | N | 100V-240V (+/-10%)
TUV 64 T5/HO | TUV 64 T5/HO | TUV 64 T5/HO - 145W, 800 mA, Preheat Start Lamp | 800 | 145 | Preheat | PSP2GPH75HOHV | Program | N | Y | 220V-277V (+/-10%)
TUV 64 T5/HO | TUV 64 T5/HO | TUV 64 T5/HO - 145W, 800 mA, Preheat Start Lamp | 800 | 145 | Preheat | PSP2GPH75HOHVL | Program | N | N | 220V-277V (+/-10%)
TUV 64T5 HO 4P SE | TUV 64T5 HO 4P SE | TUV 64T5 HO 4P SE - 145W, 800 mA, Preheat Start Lamp | 800 | 145 | Preheat | PAQ164G6HOMV | Program | N | N | 100V-240V (+/-10%)
TUV 64T5 HO 4P SE | TUV 64T5 HO 4P SE | TUV 64T5 HO 4P SE - 145W, 800 mA, Preheat Start Lamp | 800 | 145 | Preheat | PAQ264G6HOMV | Program | Y | N | 100V-240V (+/-10%)
TUV 64T5 HO 4P SE | TUV 64T5 HO 4P SE | TUV 64T5 HO 4P SE - 145W, 800 mA, Preheat Start Lamp | 800 | 145 | Preheat | PSP2GPH75HOHV | Program | N | Y | 220V-277V (+/-10%)
TUV 64T5 HO 4P SE | TUV 64T5 HO 4P SE | TUV 64T5 HO 4P SE - 145W, 800 mA, Preheat Start Lamp | 800 | 145 | Preheat | PSP2GPH75HOHVL | Program | N | N | 220V-277V (+/-10%)
TUV 64T5 HO 4P-SE | TUV 64T5 HO 4P-SE | TUV 64T5 HO 4P-SE - 145W, 800 mA, Preheat Start Lamp | 800 | 145 | Preheat | PAQ164G6HOMV | Program | N | N | 100V-240V (+/-10%)
TUV 64T5 HO 4P-SE | TUV 64T5 HO 4P-SE | TUV 64T5 HO 4P-SE - 145W, 800 mA, Preheat Start Lamp | 800 | 145 | Preheat | PAQ264G6HOMV | Program | Y | N | 100V-240V (+/-10%)
TUV 64T5 HO 4P-SE | TUV 64T5 HO 4P-SE | TUV 64T5 HO 4P-SE - 145W, 800 mA, Preheat Start Lamp | 800 | 145 | Preheat | PSP2GPH75HOHV | Program | N | Y | 220V-277V (+/-10%)
TUV 64T5 HO 4P-SE | TUV 64T5 HO 4P-SE | TUV 64T5 HO 4P-SE - 145W, 800 mA, Preheat Start Lamp | 800 | 145 | Preheat | PSP2GPH75HOHVL | Program | N | N | 220V-277V (+/-10%)
TUV 6W | TUV 6W | TUV 6W - 6W, 160 mA, Rapid Start Lamp | 160 | 6 | Rapid | RPZ109V120 | Rapid | N | N | 120V (+/-10%)
TUV 6W | TUV 6W | TUV 6W - 6W, 160 mA, Rapid Start Lamp | 160 | 6 | Rapid | RPZ211V120 | Rapid | Y | N | 120V (+/-10%)
TUV 6W | TUV 6W | TUV 6W - 6W, 160 mA, Rapid Start Lamp | 160 | 6 | Rapid | RPZ109V230 | Rapid | N | N | 230V (+/-10%)
TUV 6W | TUV 6W | TUV 6W - 6W, 160 mA, Rapid Start Lamp | 160 | 6 | Rapid | RPZ211V230 | Rapid | Y | N | 230V (+/-10%)
TUV 75W HO | TUV 75W HO | TUV 75W HO - 75W, 840 mA, Preheat Start Lamp | 840 | 75 | Preheat | PSP2GPH48HOIV | Program | N | Y | 100V-277V (+/-10%)
TUV 75W HO | TUV 75W HO | TUV 75W HO - 75W, 840 mA, Preheat Start Lamp | 840 | 75 | Preheat | PSR2GPH55HOMV | Program | N | N | 120V-277V (+/-10%)
TUV 75W HO | TUV 75W HO | TUV 75W HO - 75W, 840 mA, Preheat Start Lamp | 840 | 75 | Preheat | PSP2GPH48HOIVL | Program | N | N | 100V-277V (+/-10%)
TUV 75W HO | TUV 75W HO | TUV 75W HO - 75W, 840 mA, Preheat Start Lamp | 840 | 75 | Preheat | PAQ230G6HOMV | Program | Y | N | 100V-240V (+/-10%)
TUV 75W HO | TUV 75W HO | TUV 75W HO - 75W, 840 mA, Preheat Start Lamp | 840 | 75 | Preheat | PSP2GPH40HOIVDW | Program | N | N | 100V-277V (+/-10%)
TUV 75W HO | TUV 75W HO | TUV 75W HO - 75W, 840 mA, Preheat Start Lamp | 840 | 75 | Preheat | PSP2GPH75HOHV | Program | Y | Y | 220V-277V (+/-10%)
TUV 75W HO | TUV 75W HO | TUV 75W HO - 75W, 840 mA, Preheat Start Lamp | 840 | 75 | Preheat | PSP2GPH75HOHVL | Program | Y | N | 220V-277V (+/-10%)
TUV 75W HO 1SL/6 | TUV 75W HO 1SL/6 | TUV 75W HO 1SL/6 - 75W, 800 mA, Preheat Start Lamp | 800 | 75 | Preheat | PSP2GPH48HOIVL | Program | N | N | 100V-277V (+/-10%)
TUV 75W HO 1SL/6 | TUV 75W HO 1SL/6 | TUV 75W HO 1SL/6 - 75W, 800 mA, Preheat Start Lamp | 800 | 75 | Preheat | PSP2GPH48HOIV | Program | N | Y | 100V-277V (+/-10%)
TUV 75W HO 1SL/6 | TUV 75W HO 1SL/6 | TUV 75W HO 1SL/6 - 75W, 800 mA, Preheat Start Lamp | 800 | 75 | Preheat | PSR2GPH55HOMV | Program | N | N | 120V-277V (+/-10%)
TUV 75W HO 1SL/6 | TUV 75W HO 1SL/6 | TUV 75W HO 1SL/6 - 75W, 800 mA, Preheat Start Lamp | 800 | 75 | Preheat | PAQ230G6HOMV | Program | Y | N | 100V-240V (+/-10%)
TUV 75W HO 1SL/6 | TUV 75W HO 1SL/6 | TUV 75W HO 1SL/6 - 75W, 800 mA, Preheat Start Lamp | 800 | 75 | Preheat | PSP2GPH40HOIVDW | Program | N | N | 100V-277V (+/-10%)
TUV 75W HO 1SL/6 | TUV 75W HO 1SL/6 | TUV 75W HO 1SL/6 - 75W, 800 mA, Preheat Start Lamp | 800 | 75 | Preheat | PSP2GPH75HOHV | Program | Y | Y | 220V-277V (+/-10%)
TUV 75W HO 1SL/6 | TUV 75W HO 1SL/6 | TUV 75W HO 1SL/6 - 75W, 800 mA, Preheat Start Lamp | 800 | 75 | Preheat | PSP2GPH75HOHVL | Program | Y | N | 220V-277V (+/-10%)
TUV 8T5 | TUV 8T5 | TUV 8T5 - 8W, 150 mA, Rapid Start Lamp | 150 | 8 | Rapid | RPZ109V120 | Rapid | N | N | 120V (+/-10%)
TUV 8T5 | TUV 8T5 | TUV 8T5 - 8W, 150 mA, Rapid Start Lamp | 150 | 8 | Rapid | RPZ109V230 | Rapid | N | N | 230V (+/-10%)
TUV 8T5 | TUV 8T5 | TUV 8T5 - 8W, 150 mA, Rapid Start Lamp | 150 | 8 | Rapid | RPZ211V120 | Rapid | Y | N | 120V (+/-10%)
TUV 8T5 | TUV 8T5 | TUV 8T5 - 8W, 150 mA, Rapid Start Lamp | 150 | 8 | Rapid | RPZ211V230 | Rapid | Y | N | 230V (+/-10%)
TUV 8W FAM | TUV 8W FAM | TUV 8W FAM - 8W, 150 mA, Rapid Start Lamp | 150 | 8 | Rapid | RPZ109V120 | Rapid | N | N | 120V (+/-10%)
TUV 8W FAM | TUV 8W FAM | TUV 8W FAM - 8W, 150 mA, Rapid Start Lamp | 150 | 8 | Rapid | RPZ109V230 | Rapid | N | N | 230V (+/-10%)
TUV 8W FAM | TUV 8W FAM | TUV 8W FAM - 8W, 150 mA, Rapid Start Lamp | 150 | 8 | Rapid | RPZ211V120 | Rapid | Y | N | 120V (+/-10%)
TUV 8W FAM | TUV 8W FAM | TUV 8W FAM - 8W, 150 mA, Rapid Start Lamp | 150 | 8 | Rapid | RPZ211V230 | Rapid | Y | N | 230V (+/-10%)
TUV 95W HO | TUV 95W HO | TUV 95W HO - 95W, 800 mA, Preheat Start Lamp | 800 | 95 | Preheat | PAQ164G6HOMV | Program | N | N | 100V-240V (+/-10%)
TUV 95W HO | TUV 95W HO | TUV 95W HO - 95W, 800 mA, Preheat Start Lamp | 800 | 95 | Preheat | PAQ264G6HOMV | Program | Y | N | 100V-240V (+/-10%)
TUV 95W HO | TUV 95W HO | TUV 95W HO - 95W, 800 mA, Preheat Start Lamp | 800 | 95 | Preheat | PSP2GPH48HOIVL | Program | N | N | 100V-277V (+/-10%)
TUV 95W HO | TUV 95W HO | TUV 95W HO - 95W, 800 mA, Preheat Start Lamp | 800 | 95 | Preheat | PSP2GPH48HOIV | Program | N | Y | 100V-277V (+/-10%)
TUV 95W HO | TUV 95W HO | TUV 95W HO - 95W, 800 mA, Preheat Start Lamp | 800 | 95 | Preheat | PSP2GPH75HOHV | Program | N | Y | 220V-277V (+/-10%)
TUV 95W HO | TUV 95W HO | TUV 95W HO - 95W, 800 mA, Preheat Start Lamp | 800 | 95 | Preheat | PSP2GPH75HOHVL | Program | N | N | 220V-277V (+/-10%)
TUV 9W 4-Pin | TUV 9W 4-Pin | TUV 9W 4-Pin - 9W, 170 mA, Preheat Start Lamp | 170 | 9 | Preheat | RPZ109V230 | Rapid | N | N | 230V (+/-10%)
TUV 9W 4-Pin | TUV 9W 4-Pin | TUV 9W 4-Pin - 9W, 170 mA, Preheat Start Lamp | 170 | 9 | Preheat | RPZ211V230 | Rapid | Y | N | 230V (+/-10%)
TUV 9W 4-Pin | TUV 9W 4-Pin | TUV 9W 4-Pin - 9W, 170 mA, Preheat Start Lamp | 170 | 9 | Preheat | RPZ109V120 | Rapid | N | N | 120V (+/-10%)
TUV 9W 4-Pin | TUV 9W 4-Pin | TUV 9W 4-Pin - 9W, 170 mA, Preheat Start Lamp | 170 | 9 | Preheat | RPZ211V120 | Rapid | Y | N | 120V (+/-10%)
TUV PL-L 18W | TUV PL-L 18W | TUV PL-L 18W - 18W, 375 mA, Preheat Start Lamp | 375 | 18 | Preheat | PAQ230G6MV | Program | Y | N | 100V-240V (+/-10%)
TUV PL-L 18W | TUV PL-L 18W | TUV PL-L 18W - 18W, 375 mA, Preheat Start Lamp | 375 | 18 | Preheat | PSM2GPH24IVL | Program | Y | N | 100V-277V (+/-10%)
TUV PL-L 18W | TUV PL-L 18W | TUV PL-L 18W - 18W, 375 mA, Preheat Start Lamp | 375 | 18 | Preheat | PSM2GPH24IV | Program | Y | Y | 100V-277V (+/-10%)
TUV PL-L 18W | TUV PL-L 18W | TUV PL-L 18W - 18W, 375 mA, Preheat Start Lamp | 375 | 18 | Preheat | PSM2GPH18MVDW | Program | N | N | 120V-277V (+/-10%)
TUV PL-L 18W | TUV PL-L 18W | TUV PL-L 18W - 18W, 375 mA, Preheat Start Lamp | 375 | 18 | Preheat | RSN1GPH20120 | Rapid | N | N | 120V (+/-10%)
TUV PL-L 18W/4P | TUV PL-L 18W/4P | TUV PL-L 18W/4P - 18W, 375 mA, Preheat Start Lamp | 375 | 18 | Preheat | PAQ230G6MV | Program | Y | N | 100V-240V (+/-10%)
TUV PL-L 18W/4P | TUV PL-L 18W/4P | TUV PL-L 18W/4P - 18W, 375 mA, Preheat Start Lamp | 375 | 18 | Preheat | PSM2GPH24IVL | Program | Y | N | 100V-277V (+/-10%)
TUV PL-L 18W/4P | TUV PL-L 18W/4P | TUV PL-L 18W/4P - 18W, 375 mA, Preheat Start Lamp | 375 | 18 | Preheat | PSM2GPH24IV | Program | Y | Y | 100V-277V (+/-10%)
TUV PL-L 18W/4P | TUV PL-L 18W/4P | TUV PL-L 18W/4P - 18W, 375 mA, Preheat Start Lamp | 375 | 18 | Preheat | PSM2GPH18MVDW | Program | N | N | 120V-277V (+/-10%)
TUV PL-L 18W/4P | TUV PL-L 18W/4P | TUV PL-L 18W/4P - 18W, 375 mA, Preheat Start Lamp | 375 | 18 | Preheat | RSN1GPH20120 | Rapid | N | N | 120V (+/-10%)
TUV PL-L 35W/4P HO | TUV PL-L 35W/4P HO | TUV PL-L 35W/4P HO - 35W, 850 mA, Preheat Start Lamp | 850 | 35 | Preheat | PSR2GPH55HOMV | Program | Y | N | 120V-277V (+/-10%)
TUV PL-L 35W/4P HO | TUV PL-L 35W/4P HO | TUV PL-L 35W/4P HO - 35W, 850 mA, Preheat Start Lamp | 850 | 35 | Preheat | PAQ230G6HOMV | Program | Y | N | 100V-240V (+/-10%)
TUV PL-L 35W/4P HO | TUV PL-L 35W/4P HO | TUV PL-L 35W/4P HO - 35W, 850 mA, Preheat Start Lamp | 850 | 35 | Preheat | PSP2GPH40HOIVDW | Program | Y | N | 100V-277V (+/-10%)
TUV PL-L 35W/4P HO | TUV PL-L 35W/4P HO | TUV PL-L 35W/4P HO - 35W, 850 mA, Preheat Start Lamp | 850 | 35 | Preheat | PSP2GPH48HOIV | Program | Y | Y | 100V-277V (+/-10%)
TUV PL-L 35W/4P HO | TUV PL-L 35W/4P HO | TUV PL-L 35W/4P HO - 35W, 850 mA, Preheat Start Lamp | 850 | 35 | Preheat | PSP2GPH48HOIVL | Program | Y | N | 100V-277V (+/-10%)
TUV PL-L 35W/HO | TUV PL-L 35W/HO | TUV PL-L 35W/HO - 35W, 850 mA, Preheat Start Lamp | 850 | 35 | Preheat | PSR2GPH55HOMV | Program | Y | N | 120V-277V (+/-10%)
TUV PL-L 35W/HO | TUV PL-L 35W/HO | TUV PL-L 35W/HO - 35W, 850 mA, Preheat Start Lamp | 850 | 35 | Preheat | PAQ230G6HOMV | Program | Y | N | 100V-240V (+/-10%)
TUV PL-L 35W/HO | TUV PL-L 35W/HO | TUV PL-L 35W/HO - 35W, 850 mA, Preheat Start Lamp | 850 | 35 | Preheat | PSP2GPH40HOIVDW | Program | Y | N | 100V-277V (+/-10%)
TUV PL-L 35W/HO | TUV PL-L 35W/HO | TUV PL-L 35W/HO - 35W, 850 mA, Preheat Start Lamp | 850 | 35 | Preheat | PSP2GPH48HOIV | Program | Y | Y | 100V-277V (+/-10%)
TUV PL-L 35W/HO | TUV PL-L 35W/HO | TUV PL-L 35W/HO - 35W, 850 mA, Preheat Start Lamp | 850 | 35 | Preheat | PSP2GPH48HOIVL | Program | Y | N | 100V-277V (+/-10%)
TUV PL-L 36W/4P | TUV PL-L 36W/4P | TUV PL-L 36W/4P - 36W, 435 mA, Preheat Start Lamp | 435 | 36 | Preheat | RSW240V120 | Rapid | Y | N | 120V (+/-10%)
TUV PL-L 36W/4P | TUV PL-L 36W/4P | TUV PL-L 36W/4P - 36W, 435 mA, Preheat Start Lamp | 435 | 36 | Preheat | PAQ230G6MV | Program | Y | N | 100V-240V (+/-10%)
TUV PL-L 36W/4P | TUV PL-L 36W/4P | TUV PL-L 36W/4P - 36W, 435 mA, Preheat Start Lamp | 435 | 36 | Preheat | PSM2GPH24IV | Program | N | Y | 100V-277V (+/-10%)
TUV PL-L 36W/4P | TUV PL-L 36W/4P | TUV PL-L 36W/4P - 36W, 435 mA, Preheat Start Lamp | 435 | 36 | Preheat | PSM2GPH24IVL | Program | N | N | 100V-277V (+/-10%)
TUV PL-L 55W/4P HF | TUV PL-L 55W/4P HF | TUV PL-L 55W/4P HF - 55W, 525 mA, Preheat Start Lamp | 525 | 55 | Preheat | PSP2GPH25HOIVDW | Program | N | N | 100V-277V (+/-10%)
TUV PL-L 60W/4P HO | TUV PL-L 60W/4P HO | TUV PL-L 60W/4P HO - 60W, 800 mA, Preheat Start Lamp | 800 | 60 | Preheat | PSP2GPH48HOIVL | Program | N | N | 100V-277V (+/-10%)
TUV PL-L 60W/4P HO | TUV PL-L 60W/4P HO | TUV PL-L 60W/4P HO - 60W, 800 mA, Preheat Start Lamp | 800 | 60 | Preheat | PAQ230G6HOMV | Program | Y | N | 100V-240V (+/-10%)
TUV PL-L 60W/4P HO | TUV PL-L 60W/4P HO | TUV PL-L 60W/4P HO - 60W, 800 mA, Preheat Start Lamp | 800 | 60 | Preheat | PSP2GPH40HOIVDW | Program | N | N | 100V-277V (+/-10%)
TUV PL-L 60W/4P HO | TUV PL-L 60W/4P HO | TUV PL-L 60W/4P HO - 60W, 800 mA, Preheat Start Lamp | 800 | 60 | Preheat | PSP2GPH48HOIV | Program | N | Y | 100V-277V (+/-10%)
TUV PL-L 60W/4P HO | TUV PL-L 60W/4P HO | TUV PL-L 60W/4P HO - 60W, 800 mA, Preheat Start Lamp | 800 | 60 | Preheat | PSR2GPH55HOMV | Program | N | N | 120V-277V (+/-10%)
TUV PL-L 60W/4P HO | TUV PL-L 60W/4P HO | TUV PL-L 60W/4P HO - 60W, 800 mA, Preheat Start Lamp | 800 | 60 | Preheat | PSP2GPH75HOHV | Program | Y | Y | 220V-277V (+/-10%)
TUV PL-L 60W/4P HO | TUV PL-L 60W/4P HO | TUV PL-L 60W/4P HO - 60W, 800 mA, Preheat Start Lamp | 800 | 60 | Preheat | PSP2GPH75HOHVL | Program | Y | N | 220V-277V (+/-10%)
TUV PL-L 95W/4P HO | TUV PL-L 95W/4P HO | TUV PL-L 95W/4P HO - 90W, 800 mA, Preheat Start Lamp | 800 | 90 | Preheat | PAQ164G6HOMV | Program | N | N | 100V-240V (+/-10%)
TUV PL-L 95W/4P HO | TUV PL-L 95W/4P HO | TUV PL-L 95W/4P HO - 90W, 800 mA, Preheat Start Lamp | 800 | 90 | Preheat | PAQ264G6HOMV | Program | Y | N | 100V-240V (+/-10%)
TUV PL-L 95W/4P HO | TUV PL-L 95W/4P HO | TUV PL-L 95W/4P HO - 90W, 800 mA, Preheat Start Lamp | 800 | 90 | Preheat | PSP2GPH48HOIVL | Program | N | N | 100V-277V (+/-10%)
TUV PL-L 95W/4P HO | TUV PL-L 95W/4P HO | TUV PL-L 95W/4P HO - 90W, 800 mA, Preheat Start Lamp | 800 | 90 | Preheat | PSP2GPH48HOIV | Program | N | Y | 100V-277V (+/-10%)
TUV PL-L 95W/4P HO | TUV PL-L 95W/4P HO | TUV PL-L 95W/4P HO - 90W, 800 mA, Preheat Start Lamp | 800 | 90 | Preheat | PSP2GPH75HOHV | Program | N | Y | 220V-277V (+/-10%)
TUV PL-L 95W/4P HO | TUV PL-L 95W/4P HO | TUV PL-L 95W/4P HO - 90W, 800 mA, Preheat Start Lamp | 800 | 90 | Preheat | PSP2GPH75HOHVL | Program | N | N | 220V-277V (+/-10%)
TUV PL-S 13W/2P | TUV PL-S 13W/2P | TUV PL-S 13W/2P - 13W, 290 mA, Instant Start Lamp | 290 | 13 | Instant | RPZ117V120 | Rapid | N | N | 120V (+/-10%)
TUV PL-S 13W/2P | TUV PL-S 13W/2P | TUV PL-S 13W/2P - 13W, 290 mA, Instant Start Lamp | 290 | 13 | Instant | RPZ117V230 | Rapid | N | N | 230V (+/-10%)
TUV PL-S 40W/4P | TUV PL-S 40W/4P | TUV PL-S 40W/4P - 40W, 465 mA, Preheat Start Lamp | 465 | 40 | Preheat | PSM2GPH24IV | Program | N | Y | 100V-277V (+/-10%)
TUV PL-S 40W/4P | TUV PL-S 40W/4P | TUV PL-S 40W/4P - 40W, 465 mA, Preheat Start Lamp | 465 | 40 | Preheat | PAQ230G6MV | Program | Y | N | 100V-240V (+/-10%)
TUV PL-S 40W/4P | TUV PL-S 40W/4P | TUV PL-S 40W/4P - 40W, 465 mA, Preheat Start Lamp | 465 | 40 | Preheat | PSM2GPH24IVL | Program | N | N | 100V-277V (+/-10%)
TUV PL-S 40W/4P | TUV PL-S 40W/4P | TUV PL-S 40W/4P - 40W, 465 mA, Preheat Start Lamp | 465 | 40 | Preheat | RSW240V120 | Rapid | Y | N | 120V (+/-10%)
TUV PL-S 5W | TUV PL-S 5W | TUV PL-S 5W - 5W, 180 mA, Rapid Start Lamp | 180 | 5 | Rapid | RPZ109V120 | Rapid | N | N | 120V (+/-10%)
TUV PL-S 5W | TUV PL-S 5W | TUV PL-S 5W - 5W, 180 mA, Rapid Start Lamp | 180 | 5 | Rapid | RPZ211V120 | Rapid | Y | N | 120V (+/-10%)
TUV PL-S 5W | TUV PL-S 5W | TUV PL-S 5W - 5W, 180 mA, Rapid Start Lamp | 180 | 5 | Rapid | RPZ109V230 | Rapid | N | N | 230V (+/-10%)
TUV PL-S 5W | TUV PL-S 5W | TUV PL-S 5W - 5W, 180 mA, Rapid Start Lamp | 180 | 5 | Rapid | RPZ211V230 | Rapid | Y | N | 230V (+/-10%)
TUV PL-S 9W/4P | TUV PL-S 9W/4P | TUV PL-S 9W/4P - 9W, 170 mA, Preheat Start Lamp | 170 | 9 | Preheat | RPZ109V230 | Rapid | N | N | 230V (+/-10%)
TUV PL-S 9W/4P | TUV PL-S 9W/4P | TUV PL-S 9W/4P - 9W, 170 mA, Preheat Start Lamp | 170 | 9 | Preheat | RPZ211V230 | Rapid | Y | N | 230V (+/-10%)
TUV PL-S 9W/4P | TUV PL-S 9W/4P | TUV PL-S 9W/4P - 9W, 170 mA, Preheat Start Lamp | 170 | 9 | Preheat | RPZ109V120 | Rapid | N | N | 120V (+/-10%)
TUV PL-S 9W/4P | TUV PL-S 9W/4P | TUV PL-S 9W/4P - 9W, 170 mA, Preheat Start Lamp | 170 | 9 | Preheat | RPZ211V120 | Rapid | Y | N | 120V (+/-10%)
TUV T8 F17 1SL | TUV T8 F17 1SL | TUV T8 F17 1SL - 17W, 236 mA, Preheat Start Lamp | 236 | 17 | Preheat | RPZ117V120 | Rapid | N | N | 120V (+/-10%)
TUV T8 F17 1SL | TUV T8 F17 1SL | TUV T8 F17 1SL - 17W, 236 mA, Preheat Start Lamp | 236 | 17 | Preheat | RPZ117V230 | Rapid | N | N | 230V (+/-10%)
Notes:
A "Y"under the "1 or 2 Lamps" column means a dedicated 2 lamp ballast
A "Y" under the "Dimming & Remote Relay" column means Remote Relay only
Note on I1: If "No", then supports only 1 lamp/ballast

## Sheet2
G64T5HO - 155W, 800 mA, Instant Start Lamp
GHO64T5L/4PSE - 155W, 800 mA, Preheat Start Lamp
GXO64T5L - 155W, 800 mA, Preheat Start Lamp
LTC125T5SE - 155W, 800 mA, Preheat Start Lamp

## Template
Lamp Name | Lamp Current (mA) | Nominal Lamp Watts (W) | Lamp Type
10T5VH/C | 425 | 17 | Instant | 10T5VH/C - 17W, 425 mA, Instant Start Lamp
20390 Osram HNS S 7 W G23 | 170 | 7 | Rapid | 20390 Osram HNS S 7 W G23 - 7W, 170 mA, Rapid Start Lamp
20390 Osram HNS S 7 W G23 | 170 | 7 | Rapid | 20390 Osram HNS S 7 W G23 - 7W, 170 mA, Rapid Start Lamp
20390 Osram HNS S 7 W G23 | 170 | 7 | Rapid | 20390 Osram HNS S 7 W G23 - 7W, 170 mA, Rapid Start Lamp
20390 Osram HNS S 7 W G23 | 170 | 7 | Rapid | 20390 Osram HNS S 7 W G23 - 7W, 170 mA, Rapid Start Lamp
20849 Osram HNS L 24 W 2G11 | 340 | 24 | Preheat | 20849 Osram HNS L 24 W 2G11 - 24W, 340 mA, Preheat Start Lamp
20849 Osram HNS L 24 W 2G11 | 340 | 24 | Preheat | 20849 Osram HNS L 24 W 2G11 - 24W, 340 mA, Preheat Start Lamp
21054 Osram HNS L 18 W 2G11 | 380 | 18 | Preheat | 21054 Osram HNS L 18 W 2G11 - 18W, 380 mA, Preheat Start Lamp
21054 Osram HNS L 18 W 2G11 | 380 | 18 | Preheat | 21054 Osram HNS L 18 W 2G11 - 18W, 380 mA, Preheat Start Lamp
21054 Osram HNS L 18 W 2G11 | 380 | 18 | Preheat | 21054 Osram HNS L 18 W 2G11 - 18W, 380 mA, Preheat Start Lamp
21054 Osram HNS L 18 W 2G11 | 380 | 18 | Preheat | 21054 Osram HNS L 18 W 2G11 - 18W, 380 mA, Preheat Start Lamp
21054 Osram HNS L 18 W 2G11 | 380 | 18 | Preheat | 21054 Osram HNS L 18 W 2G11 - 18W, 380 mA, Preheat Start Lamp
21061 Osram HNS 8 W G5 | 150 | 8 | Preheat | 21061 Osram HNS 8 W G5 - 8W, 150 mA, Preheat Start Lamp
21061 Osram HNS 8 W G5 | 150 | 8 | Preheat | 21061 Osram HNS 8 W G5 - 8W, 150 mA, Preheat Start Lamp
21061 Osram HNS 8 W G5 | 150 | 8 | Preheat | 21061 Osram HNS 8 W G5 - 8W, 150 mA, Preheat Start Lamp
21061 Osram HNS 8 W G5 | 150 | 8 | Preheat | 21061 Osram HNS 8 W G5 - 8W, 150 mA, Preheat Start Lamp
21062 Osram HNS S 9 W G23 | 170 | 9 | Rapid | 21062 Osram HNS S 9 W G23 - 9W, 170 mA, Rapid Start Lamp
21062 Osram HNS S 9 W G23 | 170 | 9 | Rapid | 21062 Osram HNS S 9 W G23 - 9W, 170 mA, Rapid Start Lamp
21062 Osram HNS S 9 W G23 | 170 | 9 | Rapid | 21062 Osram HNS S 9 W G23 - 9W, 170 mA, Rapid Start Lamp
21062 Osram HNS S 9 W G23 | 170 | 9 | Rapid | 21062 Osram HNS S 9 W G23 - 9W, 170 mA, Rapid Start Lamp
21080 Osram HNS 30W G13 | 360 | 30 | Preheat | 21080 Osram HNS 30W G13 - 30W, 360 mA, Preheat Start Lamp
21080 Osram HNS 30W G13 | 360 | 30 | Preheat | 21080 Osram HNS 30W G13 - 30W, 360 mA, Preheat Start Lamp
21080 Osram HNS 30W G13 | 360 | 30 | Preheat | 21080 Osram HNS 30W G13 - 30W, 360 mA, Preheat Start Lamp
21080 Osram HNS 30W G13 | 360 | 30 | Preheat | 21080 Osram HNS 30W G13 - 30W, 360 mA, Preheat Start Lamp
21259 Osram HNS 15W G13 | 330 | 15 | Preheat | 21259 Osram HNS 15W G13 - 15W, 330 mA, Preheat Start Lamp
21259 Osram HNS 15W G13 | 330 | 15 | Preheat | 21259 Osram HNS 15W G13 - 15W, 330 mA, Preheat Start Lamp
21283 Osram HNS 55 W G13 | 770 | 55 | Preheat | 21283 Osram HNS 55 W G13 - 55W, 770 mA, Preheat Start Lamp
21283 Osram HNS 55 W G13 | 770 | 55 | Preheat | 21283 Osram HNS 55 W G13 - 55W, 770 mA, Preheat Start Lamp
21283 Osram HNS 55 W G13 | 770 | 55 | Preheat | 21283 Osram HNS 55 W G13 - 55W, 770 mA, Preheat Start Lamp
21283 Osram HNS 55 W G13 | 770 | 55 | Preheat | 21283 Osram HNS 55 W G13 - 55W, 770 mA, Preheat Start Lamp
21283 Osram HNS 55 W G13 | 770 | 55 | Preheat | 21283 Osram HNS 55 W G13 - 55W, 770 mA, Preheat Start Lamp
21283 Osram HNS 55 W G13 | 770 | 55 | Preheat | 21283 Osram HNS 55 W G13 - 55W, 770 mA, Preheat Start Lamp
21283 Osram HNS 55 W G13 | 770 | 55 | Preheat | 21283 Osram HNS 55 W G13 - 55W, 770 mA, Preheat Start Lamp
23354 Osram HNS 11W G5 | 410 | 11 | Preheat | 23354 Osram HNS 11W G5 - 11W, 410 mA, Preheat Start Lamp
23354 Osram HNS 11W G5 | 410 | 11 | Preheat | 23354 Osram HNS 11W G5 - 11W, 410 mA, Preheat Start Lamp
23354 Osram HNS 11W G5 | 410 | 11 | Preheat | 23354 Osram HNS 11W G5 - 11W, 410 mA, Preheat Start Lamp
23354 Osram HNS 11W G5 | 410 | 11 | Preheat | 23354 Osram HNS 11W G5 - 11W, 410 mA, Preheat Start Lamp
23354 Osram HNS 11W G5 | 410 | 11 | Preheat | 23354 Osram HNS 11W G5 - 11W, 410 mA, Preheat Start Lamp
23354 Osram HNS 11W G5 | 410 | 11 | Preheat | 23354 Osram HNS 11W G5 - 11W, 410 mA, Preheat Start Lamp
23392 Osram HNS L 36 W 2G11 | 440 | 36 | Preheat | 23392 Osram HNS L 36 W 2G11 - 36W, 440 mA, Preheat Start Lamp
23392 Osram HNS L 36 W 2G11 | 440 | 36 | Preheat | 23392 Osram HNS L 36 W 2G11 - 36W, 440 mA, Preheat Start Lamp
23392 Osram HNS L 36 W 2G11 | 440 | 36 | Preheat | 23392 Osram HNS L 36 W 2G11 - 36W, 440 mA, Preheat Start Lamp
23392 Osram HNS L 36 W 2G11 | 440 | 36 | Preheat | 23392 Osram HNS L 36 W 2G11 - 36W, 440 mA, Preheat Start Lamp
23396 Osram HNS S 5 W G23 | 180 | 5 | Rapid | 23396 Osram HNS S 5 W G23 - 5W, 180 mA, Rapid Start Lamp
23396 Osram HNS S 5 W G23 | 180 | 5 | Rapid | 23396 Osram HNS S 5 W G23 - 5W, 180 mA, Rapid Start Lamp
23396 Osram HNS S 5 W G23 | 180 | 5 | Rapid | 23396 Osram HNS S 5 W G23 - 5W, 180 mA, Rapid Start Lamp
23396 Osram HNS S 5 W G23 | 180 | 5 | Rapid | 23396 Osram HNS S 5 W G23 - 5W, 180 mA, Rapid Start Lamp
23398 Osram HNS S11W G23 | 150 | 11 | Preheat | 23398 Osram HNS S11W G23 - 11W, 150 mA, Preheat Start Lamp
23398 Osram HNS S11W G23 | 150 | 11 | Preheat | 23398 Osram HNS S11W G23 - 11W, 150 mA, Preheat Start Lamp
23398 Osram HNS S11W G23 | 150 | 11 | Preheat | 23398 Osram HNS S11W G23 - 11W, 150 mA, Preheat Start Lamp
23398 Osram HNS S11W G23 | 150 | 11 | Preheat | 23398 Osram HNS S11W G23 - 11W, 150 mA, Preheat Start Lamp
23399 Osram HNS 6 W G5 | 160 | 6 | Preheat | 23399 Osram HNS 6 W G5 - 6W, 160 mA, Preheat Start Lamp
23399 Osram HNS 6 W G5 | 160 | 6 | Preheat | 23399 Osram HNS 6 W G5 - 6W, 160 mA, Preheat Start Lamp
23399 Osram HNS 6 W G5 | 160 | 6 | Preheat | 23399 Osram HNS 6 W G5 - 6W, 160 mA, Preheat Start Lamp
23399 Osram HNS 6 W G5 | 160 | 6 | Preheat | 23399 Osram HNS 6 W G5 - 6W, 160 mA, Preheat Start Lamp
23401 Osram HNS L 55W 2G11 | 550 | 55 | Preheat | 23401 Osram HNS L 55W 2G11 - 55W, 550 mA, Preheat Start Lamp
23402 Osram HNS L 60W 2G11 | 800 | 60 | Preheat | 23402 Osram HNS L 60W 2G11 - 60W, 800 mA, Preheat Start Lamp
23402 Osram HNS L 60W 2G11 | 800 | 60 | Preheat | 23402 Osram HNS L 60W 2G11 - 60W, 800 mA, Preheat Start Lamp
23402 Osram HNS L 60W 2G11 | 800 | 60 | Preheat | 23402 Osram HNS L 60W 2G11 - 60W, 800 mA, Preheat Start Lamp
23402 Osram HNS L 60W 2G11 | 800 | 60 | Preheat | 23402 Osram HNS L 60W 2G11 - 60W, 800 mA, Preheat Start Lamp
23402 Osram HNS L 60W 2G11 | 800 | 60 | Preheat | 23402 Osram HNS L 60W 2G11 - 60W, 800 mA, Preheat Start Lamp
23402 Osram HNS L 60W 2G11 | 800 | 60 | Preheat | 23402 Osram HNS L 60W 2G11 - 60W, 800 mA, Preheat Start Lamp
23402 Osram HNS L 60W 2G11 | 800 | 60 | Preheat | 23402 Osram HNS L 60W 2G11 - 60W, 800 mA, Preheat Start Lamp
23403 Osram HNS L 95 W 2G11 | 800 | 95 | Preheat | 23403 Osram HNS L 95 W 2G11 - 95W, 800 mA, Preheat Start Lamp
23403 Osram HNS L 95 W 2G11 | 800 | 95 | Preheat | 23403 Osram HNS L 95 W 2G11 - 95W, 800 mA, Preheat Start Lamp
23403 Osram HNS L 95 W 2G11 | 800 | 95 | Preheat | 23403 Osram HNS L 95 W 2G11 - 95W, 800 mA, Preheat Start Lamp
23403 Osram HNS L 95 W 2G11 | 800 | 95 | Preheat | 23403 Osram HNS L 95 W 2G11 - 95W, 800 mA, Preheat Start Lamp
23403 Osram HNS L 95 W 2G11 | 800 | 95 | Preheat | 23403 Osram HNS L 95 W 2G11 - 95W, 800 mA, Preheat Start Lamp
23403 Osram HNS L 95 W 2G11 | 800 | 95 | Preheat | 23403 Osram HNS L 95 W 2G11 - 95W, 800 mA, Preheat Start Lamp
55030 Osram HNS 16W 4P SE | 400 | 16 | Preheat | 55030 Osram HNS 16W 4P SE - 16W, 400 mA, Preheat Start Lamp
55030 Osram HNS 16W 4P SE | 400 | 16 | Preheat | 55030 Osram HNS 16W 4P SE - 16W, 400 mA, Preheat Start Lamp
55030 Osram HNS 16W 4P SE | 400 | 16 | Preheat | 55030 Osram HNS 16W 4P SE - 16W, 400 mA, Preheat Start Lamp
55030 Osram HNS 16W 4P SE | 400 | 16 | Preheat | 55030 Osram HNS 16W 4P SE - 16W, 400 mA, Preheat Start Lamp
55030 Osram HNS 16W 4P SE | 400 | 16 | Preheat | 55030 Osram HNS 16W 4P SE - 16W, 400 mA, Preheat Start Lamp
55030 Osram HNS 16W 4P SE | 400 | 16 | Preheat | 55030 Osram HNS 16W 4P SE - 16W, 400 mA, Preheat Start Lamp
55031 Osram HNS 20W 4P SE | 450 | 20 | Preheat | 55031 Osram HNS 20W 4P SE - 20W, 450 mA, Preheat Start Lamp
55031 Osram HNS 20W 4P SE | 450 | 20 | Preheat | 55031 Osram HNS 20W 4P SE - 20W, 450 mA, Preheat Start Lamp
55031 Osram HNS 20W 4P SE | 450 | 20 | Preheat | 55031 Osram HNS 20W 4P SE - 20W, 450 mA, Preheat Start Lamp
55031 Osram HNS 20W 4P SE | 450 | 20 | Preheat | 55031 Osram HNS 20W 4P SE - 20W, 450 mA, Preheat Start Lamp
55031 Osram HNS 20W 4P SE | 450 | 20 | Preheat | 55031 Osram HNS 20W 4P SE - 20W, 450 mA, Preheat Start Lamp
55032 Osram HNS 36W 4P SE | 430 | 36 | Preheat | 55032 Osram HNS 36W 4P SE - 36W, 430 mA, Preheat Start Lamp
55032 Osram HNS 36W 4P SE | 430 | 36 | Preheat | 55032 Osram HNS 36W 4P SE - 36W, 430 mA, Preheat Start Lamp
55032 Osram HNS 36W 4P SE | 430 | 36 | Preheat | 55032 Osram HNS 36W 4P SE - 36W, 430 mA, Preheat Start Lamp
55032 Osram HNS 36W 4P SE | 430 | 36 | Preheat | 55032 Osram HNS 36W 4P SE - 36W, 430 mA, Preheat Start Lamp
55197 Osram HNS 25W G13 | 600 | 25 | Preheat | 55197 Osram HNS 25W G13 - 25W, 600 mA, Preheat Start Lamp
59156 Osram HNS S 13 W GX23 | 280 | 13 | Preheat | 59156 Osram HNS S 13 W GX23 - 13W, 280 mA, Preheat Start Lamp
59156 Osram HNS S 13 W GX23 | 280 | 13 | Preheat | 59156 Osram HNS S 13 W GX23 - 13W, 280 mA, Preheat Start Lamp
59985 Osram HNS 36W G13 | 440 | 36 | Preheat | 59985 Osram HNS 36W G13 - 36W, 440 mA, Preheat Start Lamp
59985 Osram HNS 36W G13 | 440 | 36 | Preheat | 59985 Osram HNS 36W G13 - 36W, 440 mA, Preheat Start Lamp
59985 Osram HNS 36W G13 | 440 | 36 | Preheat | 59985 Osram HNS 36W G13 - 36W, 440 mA, Preheat Start Lamp
59985 Osram HNS 36W G13 | 440 | 36 | Preheat | 59985 Osram HNS 36W G13 - 36W, 440 mA, Preheat Start Lamp
Actinic BL PL-S 9W | 170 | 9 | Preheat | Actinic BL PL-S 9W - 9W, 170 mA, Preheat Start Lamp
Actinic BL PL-S 9W | 170 | 9 | Preheat | Actinic BL PL-S 9W - 9W, 170 mA, Preheat Start Lamp
Actinic BL PL-S 9W | 170 | 9 | Preheat | Actinic BL PL-S 9W - 9W, 170 mA, Preheat Start Lamp
Actinic BL PL-S 9W | 170 | 9 | Preheat | Actinic BL PL-S 9W - 9W, 170 mA, Preheat Start Lamp
Actinic BL TL 40W | 430 | 40 | Preheat | Actinic BL TL 40W - 40W, 430 mA, Preheat Start Lamp
Actinic BL TL 40W | 430 | 40 | Preheat | Actinic BL TL 40W - 40W, 430 mA, Preheat Start Lamp
Actinic BL TL 40W | 430 | 40 | Preheat | Actinic BL TL 40W - 40W, 430 mA, Preheat Start Lamp
Actinic BL TL 40W | 430 | 40 | Preheat | Actinic BL TL 40W - 40W, 430 mA, Preheat Start Lamp
Actinic BL TL-D 15W | 425 | 15 | Preheat | Actinic BL TL-D 15W - 15W, 425 mA, Preheat Start Lamp
Actinic BL TL-D 15W | 425 | 15 | Preheat | Actinic BL TL-D 15W - 15W, 425 mA, Preheat Start Lamp
Actinic BL TL-D 15W | 425 | 15 | Preheat | Actinic BL TL-D 15W - 15W, 425 mA, Preheat Start Lamp
Actinic BL TL-D 15W | 425 | 15 | Preheat | Actinic BL TL-D 15W - 15W, 425 mA, Preheat Start Lamp
Actinic BL TL-D 15W | 425 | 15 | Preheat | Actinic BL TL-D 15W - 15W, 425 mA, Preheat Start Lamp
Actinic BL TL-D 15W | 425 | 15 | Preheat | Actinic BL TL-D 15W - 15W, 425 mA, Preheat Start Lamp
Blacklight BL368 Linear T12 | 370 | 20 | Preheat | Blacklight BL368 Linear T12 - 20W, 370 mA, Preheat Start Lamp
Blacklight BL368 Linear T12 | 370 | 20 | Preheat | Blacklight BL368 Linear T12 - 20W, 370 mA, Preheat Start Lamp
Blacklight BL368 Linear T12 | 370 | 20 | Preheat | Blacklight BL368 Linear T12 - 20W, 370 mA, Preheat Start Lamp
Blacklight BL368 Linear T12 | 370 | 20 | Preheat | Blacklight BL368 Linear T12 - 20W, 370 mA, Preheat Start Lamp
Blacklight BL368 Linear T12 | 370 | 20 | Preheat | Blacklight BL368 Linear T12 - 20W, 370 mA, Preheat Start Lamp
CFT9W/2G7 | 170 | 9 | Preheat | CFT9W/2G7 - 9W, 170 mA, Preheat Start Lamp
CFT9W/2G7 | 170 | 9 | Preheat | CFT9W/2G7 - 9W, 170 mA, Preheat Start Lamp
CFT9W/2G7 | 170 | 9 | Preheat | CFT9W/2G7 - 9W, 170 mA, Preheat Start Lamp
CFT9W/2G7 | 170 | 9 | Preheat | CFT9W/2G7 - 9W, 170 mA, Preheat Start Lamp
CFT9W/G23 | 170 | 9 | Preheat | CFT9W/G23 - 9W, 170 mA, Preheat Start Lamp
CFT9W/G23 | 170 | 9 | Preheat | CFT9W/G23 - 9W, 170 mA, Preheat Start Lamp
CFT9W/G23 | 170 | 9 | Preheat | CFT9W/G23 - 9W, 170 mA, Preheat Start Lamp
CFT9W/G23 | 170 | 9 | Preheat | CFT9W/G23 - 9W, 170 mA, Preheat Start Lamp
DULUX L 55 W/865 2G11 | 550 | 55 | Preheat | DULUX L 55 W/865 2G11 - 55W, 550 mA, Preheat Start Lamp
F36T8BL | 425 | 36 | Preheat | F36T8BL - 36W, 425 mA, Preheat Start Lamp
F36T8BL | 425 | 36 | Preheat | F36T8BL - 36W, 425 mA, Preheat Start Lamp
F36T8BL | 425 | 36 | Preheat | F36T8BL - 36W, 425 mA, Preheat Start Lamp
F36T8BL | 425 | 36 | Preheat | F36T8BL - 36W, 425 mA, Preheat Start Lamp
F6T5 | 160 | 6 | Rapid | F6T5 - 6W, 160 mA, Rapid Start Lamp
F6T5 | 160 | 6 | Rapid | F6T5 - 6W, 160 mA, Rapid Start Lamp
F6T5 | 160 | 6 | Rapid | F6T5 - 6W, 160 mA, Rapid Start Lamp
F6T5 | 160 | 6 | Rapid | F6T5 - 6W, 160 mA, Rapid Start Lamp
F8T5 | 150 | 8 | Rapid | F8T5 - 8W, 150 mA, Rapid Start Lamp
F8T5 | 150 | 8 | Rapid | F8T5 - 8W, 150 mA, Rapid Start Lamp
F8T5 | 150 | 8 | Rapid | F8T5 - 8W, 150 mA, Rapid Start Lamp
F8T5 | 150 | 8 | Rapid | F8T5 - 8W, 150 mA, Rapid Start Lamp
G10T5 1/2 L | 425 | 16 | Instant | G10T5 1/2 L - 16W, 425 mA, Instant Start Lamp
G10T5 1/2 VH | 425 | 16 | Instant | G10T5 1/2 VH - 16W, 425 mA, Instant Start Lamp
G10T5L | 425 | 17 | Instant | G10T5L - 17W, 425 mA, Instant Start Lamp
G10T5L/C | 425 | 17 | Instant | G10T5L/C - 17W, 425 mA, Instant Start Lamp
G10T5VH | 425 | 17 | Instant | G10T5VH - 17W, 425 mA, Instant Start Lamp
G10T5VH/C | 425 | 17 | Instant | G10T5VH/C - 17W, 425 mA, Instant Start Lamp
G11T5/OF | 410 | 11 | Preheat | G11T5/OF - 11W, 410 mA, Preheat Start Lamp
G11T5/OF | 410 | 11 | Preheat | G11T5/OF - 11W, 410 mA, Preheat Start Lamp
G11T5/OF | 410 | 11 | Preheat | G11T5/OF - 11W, 410 mA, Preheat Start Lamp
G11T5/OF | 410 | 11 | Preheat | G11T5/OF - 11W, 410 mA, Preheat Start Lamp
G11T5/OF | 410 | 11 | Preheat | G11T5/OF - 11W, 410 mA, Preheat Start Lamp
G11T5/OF | 410 | 11 | Preheat | G11T5/OF - 11W, 410 mA, Preheat Start Lamp
G14T5 | 400 | 14 | Instant | G14T5 - 14W, 400 mA, Instant Start Lamp
G15T8/OF | 330 | 15 | Preheat | G15T8/OF - 15W, 330 mA, Preheat Start Lamp
G15T8/OF | 330 | 15 | Preheat | G15T8/OF - 15W, 330 mA, Preheat Start Lamp
G16T5/OF | 430 | 16 | Preheat | G16T5/OF - 16W, 430 mA, Preheat Start Lamp
G16T5/OF | 430 | 16 | Preheat | G16T5/OF - 16W, 430 mA, Preheat Start Lamp
G16T5/OF | 430 | 16 | Preheat | G16T5/OF - 16W, 430 mA, Preheat Start Lamp
G16T5/OF | 430 | 16 | Preheat | G16T5/OF - 16W, 430 mA, Preheat Start Lamp
G16T5/OF | 430 | 16 | Preheat | G16T5/OF - 16W, 430 mA, Preheat Start Lamp
G16T5/OF | 430 | 16 | Preheat | G16T5/OF - 16W, 430 mA, Preheat Start Lamp
G16T5L/4PSE | 400 | 16 | Preheat | G16T5L/4PSE - 16W, 400 mA, Preheat Start Lamp
G16T5L/4PSE | 400 | 16 | Preheat | G16T5L/4PSE - 16W, 400 mA, Preheat Start Lamp
G16T5L/4PSE | 400 | 16 | Preheat | G16T5L/4PSE - 16W, 400 mA, Preheat Start Lamp
G16T5L/4PSE | 400 | 16 | Preheat | G16T5L/4PSE - 16W, 400 mA, Preheat Start Lamp
G16T5L/4PSE | 400 | 16 | Preheat | G16T5L/4PSE - 16W, 400 mA, Preheat Start Lamp
G16T5L/4PSE | 400 | 16 | Preheat | G16T5L/4PSE - 16W, 400 mA, Preheat Start Lamp
G18T6L | 425 | 17 | Instant | G18T6L - 17W, 425 mA, Instant Start Lamp
G18T6VH | 425 | 17 | Instant | G18T6VH - 17W, 425 mA, Instant Start Lamp
G20T5L/4PSE | 450 | 20 | Preheat | G20T5L/4PSE - 20W, 450 mA, Preheat Start Lamp
G20T5L/4PSE | 450 | 20 | Preheat | G20T5L/4PSE - 20W, 450 mA, Preheat Start Lamp
G20T5L/4PSE | 450 | 20 | Preheat | G20T5L/4PSE - 20W, 450 mA, Preheat Start Lamp
G20T5L/4PSE | 450 | 20 | Preheat | G20T5L/4PSE - 20W, 450 mA, Preheat Start Lamp
G20T5L/4PSE | 450 | 20 | Preheat | G20T5L/4PSE - 20W, 450 mA, Preheat Start Lamp
G22T5L/4P | 425 | 22 | Preheat | G22T5L/4P - 22W, 425 mA, Preheat Start Lamp
G22T5L/4P | 425 | 22 | Preheat | G22T5L/4P - 22W, 425 mA, Preheat Start Lamp
G22T5L/4P | 425 | 22 | Preheat | G22T5L/4P - 22W, 425 mA, Preheat Start Lamp
G22T5L/4P | 425 | 22 | Preheat | G22T5L/4P - 22W, 425 mA, Preheat Start Lamp
G24T5L | 425 | 25 | Instant | G24T5L - 25W, 425 mA, Instant Start Lamp
G24T5VH | 425 | 25 | Instant | G24T5VH - 25W, 425 mA, Instant Start Lamp
G24T6L | 425 | 25 | Instant | G24T6L - 25W, 425 mA, Instant Start Lamp
G24T6VH | 425 | 25 | Instant | G24T6VH - 25W, 425 mA, Instant Start Lamp
G25T8/OF | 600 | 25 | Preheat | G25T8/OF - 25W, 600 mA, Preheat Start Lamp
G30T6L | 425 | 32 | Instant | G30T6L - 32W, 425 mA, Instant Start Lamp
G30T6L/U | 425 | 32 | Instant | G30T6L/U - 32W, 425 mA, Instant Start Lamp
G30T6VH | 425 | 32 | Instant | G30T6VH - 32W, 425 mA, Instant Start Lamp
G30T6VH/U | 425 | 32 | Instant | G30T6VH/U - 32W, 425 mA, Instant Start Lamp
G30T8 | 370 | 30 | Preheat | G30T8 - 30W, 370 mA, Preheat Start Lamp
G30T8 | 370 | 30 | Preheat | G30T8 - 30W, 370 mA, Preheat Start Lamp
G30T8 | 370 | 30 | Preheat | G30T8 - 30W, 370 mA, Preheat Start Lamp
G30T8 | 370 | 30 | Preheat | G30T8 - 30W, 370 mA, Preheat Start Lamp
G30T8/OF | 370 | 30 | Preheat | G30T8/OF - 30W, 370 mA, Preheat Start Lamp
G30T8/OF | 370 | 30 | Preheat | G30T8/OF - 30W, 370 mA, Preheat Start Lamp
G30T8/OF | 370 | 30 | Preheat | G30T8/OF - 30W, 370 mA, Preheat Start Lamp
G30T8/OF | 370 | 30 | Preheat | G30T8/OF - 30W, 370 mA, Preheat Start Lamp
G36T5 | 425 | 39 | Instant | G36T5 - 39W, 425 mA, Instant Start Lamp
G36T5/4P/SE | 425 | 39 | Preheat | G36T5/4P/SE - 39W, 425 mA, Preheat Start Lamp
G36T5/4P/SE | 425 | 39 | Preheat | G36T5/4P/SE - 39W, 425 mA, Preheat Start Lamp
G36T5/4P/SE | 425 | 39 | Preheat | G36T5/4P/SE - 39W, 425 mA, Preheat Start Lamp
G36T5/4P/SE | 425 | 39 | Preheat | G36T5/4P/SE - 39W, 425 mA, Preheat Start Lamp
G36T5HO | 800 | 87 | Instant | G36T5HO - 87W, 800 mA, Instant Start Lamp
G36T5HO | 800 | 87 | Instant | G36T5HO - 87W, 800 mA, Instant Start Lamp
G36T5HO | 800 | 87 | Instant | G36T5HO - 87W, 800 mA, Instant Start Lamp
G36T5HO | 800 | 87 | Instant | G36T5HO - 87W, 800 mA, Instant Start Lamp
G36T5L | 425 | 41 | Instant | G36T5L - 41W, 425 mA, Instant Start Lamp
G36T5L | 425 | 41 | Instant | G36T5L - 41W, 425 mA, Instant Start Lamp
G36T5L/4PSE | 430 | 36 | Preheat | G36T5L/4PSE - 36W, 430 mA, Preheat Start Lamp
G36T5L/4PSE | 430 | 36 | Preheat | G36T5L/4PSE - 36W, 430 mA, Preheat Start Lamp
G36T5L/4PSE | 430 | 36 | Preheat | G36T5L/4PSE - 36W, 430 mA, Preheat Start Lamp
G36T5L/4PSE | 430 | 36 | Preheat | G36T5L/4PSE - 36W, 430 mA, Preheat Start Lamp
G36T5L/C | 425 | 42 | Instant | G36T5L/C - 42W, 425 mA, Instant Start Lamp
G36T5L/C | 425 | 42 | Instant | G36T5L/C - 42W, 425 mA, Instant Start Lamp
G36T5L/HO/C | 800 | 75 | Instant | G36T5L/HO/C - 75W, 800 mA, Instant Start Lamp
G36T5L/HO/C | 800 | 75 | Instant | G36T5L/HO/C - 75W, 800 mA, Instant Start Lamp
G36T5L/HO/C | 800 | 75 | Instant | G36T5L/HO/C - 75W, 800 mA, Instant Start Lamp
G36T5VH | 425 | 41 | Instant | G36T5VH - 41W, 425 mA, Instant Start Lamp
G36T5VH | 425 | 41 | Instant | G36T5VH - 41W, 425 mA, Instant Start Lamp
G36T5VH/C | 425 | 42 | Instant | G36T5VH/C - 42W, 425 mA, Instant Start Lamp
G36T5VH/C | 425 | 42 | Instant | G36T5VH/C - 42W, 425 mA, Instant Start Lamp
G36T5VH/HO/C | 800 | 75 | Instant | G36T5VH/HO/C - 75W, 800 mA, Instant Start Lamp
G36T5VH/HO/C | 800 | 75 | Instant | G36T5VH/HO/C - 75W, 800 mA, Instant Start Lamp
G36T5VH/HO/C | 800 | 75 | Instant | G36T5VH/HO/C - 75W, 800 mA, Instant Start Lamp
G36T6 | 425 | 41 | Instant | G36T6 - 41W, 425 mA, Instant Start Lamp
G36T6 | 425 | 41 | Instant | G36T6 - 41W, 425 mA, Instant Start Lamp
G36T6L | 425 | 39 | Instant | G36T6L - 39W, 425 mA, Instant Start Lamp
G36T6L/U | 425 | 39 | Instant | G36T6L/U - 39W, 425 mA, Instant Start Lamp
G36T6VH | 425 | 39 | Instant | G36T6VH - 39W, 425 mA, Instant Start Lamp
G36T6VH/U | 425 | 39 | Instant | G36T6VH/U - 39W, 425 mA, Instant Start Lamp
G36T8 | 430 | 36 | Preheat | G36T8 - 36W, 430 mA, Preheat Start Lamp
G36T8 | 430 | 36 | Preheat | G36T8 - 36W, 430 mA, Preheat Start Lamp
G36T8 | 430 | 36 | Preheat | G36T8 - 36W, 430 mA, Preheat Start Lamp
G36T8 | 430 | 36 | Preheat | G36T8 - 36W, 430 mA, Preheat Start Lamp
G36T8/OF | 440 | 36 | Preheat | G36T8/OF - 36W, 440 mA, Preheat Start Lamp
G36T8/OF | 440 | 36 | Preheat | G36T8/OF - 36W, 440 mA, Preheat Start Lamp
G36T8/OF | 440 | 36 | Preheat | G36T8/OF - 36W, 440 mA, Preheat Start Lamp
G36T8/OF | 440 | 36 | Preheat | G36T8/OF - 36W, 440 mA, Preheat Start Lamp
G37T6L | 425 | 40 | Instant | G37T6L - 40W, 425 mA, Instant Start Lamp
G37T6VH | 425 | 40 | Instant | G37T6VH - 40W, 425 mA, Instant Start Lamp
G48T5L | 425 | 55 | Instant | G48T5L - 55W, 425 mA, Instant Start Lamp
G48T5L | 425 | 55 | Instant | G48T5L - 55W, 425 mA, Instant Start Lamp
G48T6L | 425 | 50 | Instant | G48T6L - 50W, 425 mA, Instant Start Lamp
G48T6L | 425 | 50 | Instant | G48T6L - 50W, 425 mA, Instant Start Lamp
G48T6L/U | 425 | 50 | Instant | G48T6L/U - 50W, 425 mA, Instant Start Lamp
G48T6L/U | 425 | 50 | Instant | G48T6L/U - 50W, 425 mA, Instant Start Lamp
G48T6VH/U | 425 | 50 | Instant | G48T6VH/U - 50W, 425 mA, Instant Start Lamp
G48T6VH/U | 425 | 50 | Instant | G48T6VH/U - 50W, 425 mA, Instant Start Lamp
G55T8/HO | 770 | 55 | Preheat | G55T8/HO - 55W, 770 mA, Preheat Start Lamp
G55T8/HO | 770 | 55 | Preheat | G55T8/HO - 55W, 770 mA, Preheat Start Lamp
G55T8/HO | 770 | 55 | Preheat | G55T8/HO - 55W, 770 mA, Preheat Start Lamp
G55T8/HO | 770 | 55 | Preheat | G55T8/HO - 55W, 770 mA, Preheat Start Lamp
G55T8/HO | 770 | 55 | Preheat | G55T8/HO - 55W, 770 mA, Preheat Start Lamp
G55T8/HO | 770 | 55 | Preheat | G55T8/HO - 55W, 770 mA, Preheat Start Lamp
G55T8/HO | 770 | 55 | Preheat | G55T8/HO - 55W, 770 mA, Preheat Start Lamp
G55T8/OF | 770 | 55 | Preheat | G55T8/OF - 55W, 770 mA, Preheat Start Lamp
G55T8/OF | 770 | 55 | Preheat | G55T8/OF - 55W, 770 mA, Preheat Start Lamp
G55T8/OF | 770 | 55 | Preheat | G55T8/OF - 55W, 770 mA, Preheat Start Lamp
G55T8/OF | 770 | 55 | Preheat | G55T8/OF - 55W, 770 mA, Preheat Start Lamp
G55T8/OF | 770 | 55 | Preheat | G55T8/OF - 55W, 770 mA, Preheat Start Lamp
G55T8/OF | 770 | 55 | Preheat | G55T8/OF - 55W, 770 mA, Preheat Start Lamp
G55T8/OF | 770 | 55 | Preheat | G55T8/OF - 55W, 770 mA, Preheat Start Lamp
G64T5 | 425 | 65 | Instant | G64T5 - 65W, 425 mA, Instant Start Lamp
G64T5 | 425 | 65 | Instant | G64T5 - 65W, 425 mA, Instant Start Lamp
G64T5/4P/SE | 425 | 65 | Preheat | G64T5/4P/SE - 65W, 425 mA, Preheat Start Lamp
G64T5/4P/SE | 425 | 65 | Preheat | G64T5/4P/SE - 65W, 425 mA, Preheat Start Lamp
G64T5HO | 800 | 155 | Instant | G64T5HO - 155W, 800 mA, Instant Start Lamp
G64T5HO | 800 | 155 | Instant | G64T5HO - 155W, 800 mA, Instant Start Lamp
G64T5HO | 800 | 155 | Instant | G64T5HO - 155W, 800 mA, Instant Start Lamp
G64T5HO | 800 | 155 | Instant | G64T5HO - 155W, 800 mA, Instant Start Lamp
G64T5L | 425 | 75 | Instant | G64T5L - 75W, 425 mA, Instant Start Lamp
G64T5L | 425 | 75 | Instant | G64T5L - 75W, 425 mA, Instant Start Lamp
G64T5L/4 | 425 | 75 | Preheat | G64T5L/4 - 75W, 425 mA, Preheat Start Lamp
G64T5L/4 | 425 | 75 | Preheat | G64T5L/4 - 75W, 425 mA, Preheat Start Lamp
G64T5L/C | 450 | 75 | Instant | G64T5L/C - 75W, 450 mA, Instant Start Lamp
G64T5L/C | 450 | 75 | Instant | G64T5L/C - 75W, 450 mA, Instant Start Lamp
G64T5L/HO/C | 800 | 145 | Instant | G64T5L/HO/C - 145W, 800 mA, Instant Start Lamp
G64T5L/HO/C | 800 | 145 | Instant | G64T5L/HO/C - 145W, 800 mA, Instant Start Lamp
G64T5L/HO/C | 800 | 145 | Instant | G64T5L/HO/C - 145W, 800 mA, Instant Start Lamp
G64T5L/HO/C | 800 | 145 | Instant | G64T5L/HO/C - 145W, 800 mA, Instant Start Lamp
G64T5VH | 425 | 75 | Instant | G64T5VH - 75W, 425 mA, Instant Start Lamp
G64T5VH | 425 | 75 | Instant | G64T5VH - 75W, 425 mA, Instant Start Lamp
G64T5VH/C | 450 | 75 | Instant | G64T5VH/C - 75W, 450 mA, Instant Start Lamp
G64T5VH/C | 450 | 75 | Instant | G64T5VH/C - 75W, 450 mA, Instant Start Lamp
G64T5VH/HO/C | 800 | 145 | Instant | G64T5VH/HO/C - 145W, 800 mA, Instant Start Lamp
G64T5VH/HO/C | 800 | 145 | Instant | G64T5VH/HO/C - 145W, 800 mA, Instant Start Lamp
G64T5VH/HO/C | 800 | 145 | Instant | G64T5VH/HO/C - 145W, 800 mA, Instant Start Lamp
G64T5VH/HO/C | 800 | 145 | Instant | G64T5VH/HO/C - 145W, 800 mA, Instant Start Lamp
G67T5HO | 800 | 160 | Instant | G67T5HO - 160W, 800 mA, Instant Start Lamp
G67T5HO | 800 | 160 | Instant | G67T5HO - 160W, 800 mA, Instant Start Lamp
G67T5HO | 800 | 160 | Instant | G67T5HO - 160W, 800 mA, Instant Start Lamp
G67T5HO | 800 | 160 | Instant | G67T5HO - 160W, 800 mA, Instant Start Lamp
G67T5L | 425 | 79 | Instant | G67T5L - 79W, 425 mA, Instant Start Lamp
G67T5L | 425 | 79 | Instant | G67T5L - 79W, 425 mA, Instant Start Lamp
G67T5VH | 425 | 79 | Instant | G67T5VH - 79W, 425 mA, Instant Start Lamp
G67T5VH | 425 | 79 | Instant | G67T5VH - 79W, 425 mA, Instant Start Lamp
G6T5 | 160 | 6 | Rapid | G6T5 - 6W, 160 mA, Rapid Start Lamp
G6T5 | 160 | 6 | Rapid | G6T5 - 6W, 160 mA, Rapid Start Lamp
G6T5 | 160 | 6 | Rapid | G6T5 - 6W, 160 mA, Rapid Start Lamp
G6T5 | 160 | 6 | Rapid | G6T5 - 6W, 160 mA, Rapid Start Lamp
G6T5/OF | 160 | 6 | Rapid | G6T5/OF - 6W, 160 mA, Rapid Start Lamp
G6T5/OF | 160 | 6 | Rapid | G6T5/OF - 6W, 160 mA, Rapid Start Lamp
G6T5/OF | 160 | 6 | Rapid | G6T5/OF - 6W, 160 mA, Rapid Start Lamp
G6T5/OF | 160 | 6 | Rapid | G6T5/OF - 6W, 160 mA, Rapid Start Lamp
G8T5 | 150 | 8 | Rapid | G8T5 - 8W, 150 mA, Rapid Start Lamp
G8T5 | 150 | 8 | Rapid | G8T5 - 8W, 150 mA, Rapid Start Lamp
G8T5 | 150 | 8 | Rapid | G8T5 - 8W, 150 mA, Rapid Start Lamp
G8T5 | 150 | 8 | Rapid | G8T5 - 8W, 150 mA, Rapid Start Lamp
G8T5/OF | 150 | 8 | Rapid | G8T5/OF - 8W, 150 mA, Rapid Start Lamp
G8T5/OF | 150 | 8 | Rapid | G8T5/OF - 8W, 150 mA, Rapid Start Lamp
G8T5/OF | 150 | 8 | Rapid | G8T5/OF - 8W, 150 mA, Rapid Start Lamp
G8T5/OF | 150 | 8 | Rapid | G8T5/OF - 8W, 150 mA, Rapid Start Lamp
GBX36/UVC/2G11 | 440 | 36 | Preheat | GBX36/UVC/2G11 - 36W, 440 mA, Preheat Start Lamp
GBX36/UVC/2G11 | 440 | 36 | Preheat | GBX36/UVC/2G11 - 36W, 440 mA, Preheat Start Lamp
GBX36/UVC/2G11 | 440 | 36 | Preheat | GBX36/UVC/2G11 - 36W, 440 mA, Preheat Start Lamp
GBX36/UVC/2G11 | 440 | 36 | Preheat | GBX36/UVC/2G11 - 36W, 440 mA, Preheat Start Lamp
GCF11DS/G23/SE | 150 | 11 | Preheat | GCF11DS/G23/SE - 11W, 150 mA, Preheat Start Lamp
GCF11DS/G23/SE | 150 | 11 | Preheat | GCF11DS/G23/SE - 11W, 150 mA, Preheat Start Lamp
GCF11DS/G23/SE | 150 | 11 | Preheat | GCF11DS/G23/SE - 11W, 150 mA, Preheat Start Lamp
GCF11DS/G23/SE | 150 | 11 | Preheat | GCF11DS/G23/SE - 11W, 150 mA, Preheat Start Lamp
GCF13DS/GX23/OF | 280 | 13 | Preheat | GCF13DS/GX23/OF - 13W, 280 mA, Preheat Start Lamp
GCF13DS/GX23/OF | 280 | 13 | Preheat | GCF13DS/GX23/OF - 13W, 280 mA, Preheat Start Lamp
GCF5DS/G23/SE/OF | 180 | 5 | Rapid | GCF5DS/G23/SE/OF - 5W, 180 mA, Rapid Start Lamp
GCF5DS/G23/SE/OF | 180 | 5 | Rapid | GCF5DS/G23/SE/OF - 5W, 180 mA, Rapid Start Lamp
GCF5DS/G23/SE/OF | 180 | 5 | Rapid | GCF5DS/G23/SE/OF - 5W, 180 mA, Rapid Start Lamp
GCF5DS/G23/SE/OF | 180 | 5 | Rapid | GCF5DS/G23/SE/OF - 5W, 180 mA, Rapid Start Lamp
GCF7DS/G23/SE/OF | 170 | 7 | Rapid | GCF7DS/G23/SE/OF - 7W, 170 mA, Rapid Start Lamp
GCF7DS/G23/SE/OF | 170 | 7 | Rapid | GCF7DS/G23/SE/OF - 7W, 170 mA, Rapid Start Lamp
GCF7DS/G23/SE/OF | 170 | 7 | Rapid | GCF7DS/G23/SE/OF - 7W, 170 mA, Rapid Start Lamp
GCF7DS/G23/SE/OF | 170 | 7 | Rapid | GCF7DS/G23/SE/OF - 7W, 170 mA, Rapid Start Lamp
GCF9DS/G23/SE/OF | 170 | 9 | Preheat | GCF9DS/G23/SE/OF - 9W, 170 mA, Preheat Start Lamp
GCF9DS/G23/SE/OF | 170 | 9 | Preheat | GCF9DS/G23/SE/OF - 9W, 170 mA, Preheat Start Lamp
GCF9DS/G23/SE/OF | 170 | 9 | Preheat | GCF9DS/G23/SE/OF - 9W, 170 mA, Preheat Start Lamp
GCF9DS/G23/SE/OF | 170 | 9 | Preheat | GCF9DS/G23/SE/OF - 9W, 170 mA, Preheat Start Lamp
GCL36T5L/Cell | 425 | 41 | Preheat | GCL36T5L/Cell - 41W, 425 mA, Preheat Start Lamp
GCL36T5L/Cell | 425 | 41 | Preheat | GCL36T5L/Cell - 41W, 425 mA, Preheat Start Lamp
GCL36T5L/Cell | 425 | 41 | Preheat | GCL36T5L/Cell - 41W, 425 mA, Preheat Start Lamp
GCL36T5VH/Cell | 425 | 41 | Preheat | GCL36T5VH/Cell - 41W, 425 mA, Preheat Start Lamp
GCL36T5VH/Cell | 425 | 41 | Preheat | GCL36T5VH/Cell - 41W, 425 mA, Preheat Start Lamp
GCL36T5VH/Cell | 425 | 41 | Preheat | GCL36T5VH/Cell - 41W, 425 mA, Preheat Start Lamp
GCL436T5L/Cell | 425 | 21 | Preheat | GCL436T5L/Cell - 21W, 425 mA, Preheat Start Lamp
GCL436T5L/Cell | 425 | 21 | Preheat | GCL436T5L/Cell - 21W, 425 mA, Preheat Start Lamp
GCL436T5L/Cell | 425 | 21 | Preheat | GCL436T5L/Cell - 21W, 425 mA, Preheat Start Lamp
GCL436T5L/Cell | 425 | 21 | Preheat | GCL436T5L/Cell - 21W, 425 mA, Preheat Start Lamp
GCL436T5VH/Cell | 425 | 21 | Preheat | GCL436T5VH/Cell - 21W, 425 mA, Preheat Start Lamp
GCL436T5VH/Cell | 425 | 21 | Preheat | GCL436T5VH/Cell - 21W, 425 mA, Preheat Start Lamp
GCL436T5VH/Cell | 425 | 21 | Preheat | GCL436T5VH/Cell - 21W, 425 mA, Preheat Start Lamp
GCL436T5VH/Cell | 425 | 21 | Preheat | GCL436T5VH/Cell - 21W, 425 mA, Preheat Start Lamp
GCL793T5L/Cell | 425 | 38 | Preheat | GCL793T5L/Cell - 38W, 425 mA, Preheat Start Lamp
GCL793T5L/Cell | 425 | 38 | Preheat | GCL793T5L/Cell - 38W, 425 mA, Preheat Start Lamp
GCL793T5L/Cell | 425 | 38 | Preheat | GCL793T5L/Cell - 38W, 425 mA, Preheat Start Lamp
GCL793T5L/Cell | 425 | 38 | Preheat | GCL793T5L/Cell - 38W, 425 mA, Preheat Start Lamp
GCL793T5VH/Cell | 425 | 38 | Preheat | GCL793T5VH/Cell - 38W, 425 mA, Preheat Start Lamp
GCL793T5VH/Cell | 425 | 38 | Preheat | GCL793T5VH/Cell - 38W, 425 mA, Preheat Start Lamp
GCL793T5VH/Cell | 425 | 38 | Preheat | GCL793T5VH/Cell - 38W, 425 mA, Preheat Start Lamp
GCL793T5VH/Cell | 425 | 38 | Preheat | GCL793T5VH/Cell - 38W, 425 mA, Preheat Start Lamp
GFT18DL/2G11/SE/OF | 380 | 18 | Preheat | GFT18DL/2G11/SE/OF - 18W, 380 mA, Preheat Start Lamp
GFT18DL/2G11/SE/OF | 380 | 18 | Preheat | GFT18DL/2G11/SE/OF - 18W, 380 mA, Preheat Start Lamp
GFT18DL/2G11/SE/OF | 380 | 18 | Preheat | GFT18DL/2G11/SE/OF - 18W, 380 mA, Preheat Start Lamp
GFT18DL/2G11/SE/OF | 380 | 18 | Preheat | GFT18DL/2G11/SE/OF - 18W, 380 mA, Preheat Start Lamp
GFT18DL/2G11/SE/OF | 380 | 18 | Preheat | GFT18DL/2G11/SE/OF - 18W, 380 mA, Preheat Start Lamp
GFT24DL/2G11/SE | 340 | 24 | Preheat | GFT24DL/2G11/SE - 24W, 340 mA, Preheat Start Lamp
GFT24DL/2G11/SE | 340 | 24 | Preheat | GFT24DL/2G11/SE - 24W, 340 mA, Preheat Start Lamp
GFT36DL/2G11/SE/OF | 440 | 36 | Preheat | GFT36DL/2G11/SE/OF - 36W, 440 mA, Preheat Start Lamp
GFT36DL/2G11/SE/OF | 440 | 36 | Preheat | GFT36DL/2G11/SE/OF - 36W, 440 mA, Preheat Start Lamp
GFT36DL/2G11/SE/OF | 440 | 36 | Preheat | GFT36DL/2G11/SE/OF - 36W, 440 mA, Preheat Start Lamp
GFT36DL/2G11/SE/OF | 440 | 36 | Preheat | GFT36DL/2G11/SE/OF - 36W, 440 mA, Preheat Start Lamp
GFT55DL/2G11/SE | 550 | 55 | Preheat | GFT55DL/2G11/SE - 55W, 550 mA, Preheat Start Lamp
GFT60DL/2G11/SE/OF | 800 | 60 | Preheat | GFT60DL/2G11/SE/OF - 60W, 800 mA, Preheat Start Lamp
GFT60DL/2G11/SE/OF | 800 | 60 | Preheat | GFT60DL/2G11/SE/OF - 60W, 800 mA, Preheat Start Lamp
GFT60DL/2G11/SE/OF | 800 | 60 | Preheat | GFT60DL/2G11/SE/OF - 60W, 800 mA, Preheat Start Lamp
GFT60DL/2G11/SE/OF | 800 | 60 | Preheat | GFT60DL/2G11/SE/OF - 60W, 800 mA, Preheat Start Lamp
GFT60DL/2G11/SE/OF | 800 | 60 | Preheat | GFT60DL/2G11/SE/OF - 60W, 800 mA, Preheat Start Lamp
GFT60DL/2G11/SE/OF | 800 | 60 | Preheat | GFT60DL/2G11/SE/OF - 60W, 800 mA, Preheat Start Lamp
GFT60DL/2G11/SE/OF | 800 | 60 | Preheat | GFT60DL/2G11/SE/OF - 60W, 800 mA, Preheat Start Lamp
GFT95DL/2G11/SE/OF | 800 | 95 | Preheat | GFT95DL/2G11/SE/OF - 95W, 800 mA, Preheat Start Lamp
GFT95DL/2G11/SE/OF | 800 | 95 | Preheat | GFT95DL/2G11/SE/OF - 95W, 800 mA, Preheat Start Lamp
GFT95DL/2G11/SE/OF | 800 | 95 | Preheat | GFT95DL/2G11/SE/OF - 95W, 800 mA, Preheat Start Lamp
GFT95DL/2G11/SE/OF | 800 | 95 | Preheat | GFT95DL/2G11/SE/OF - 95W, 800 mA, Preheat Start Lamp
GFT95DL/2G11/SE/OF | 800 | 95 | Preheat | GFT95DL/2G11/SE/OF - 95W, 800 mA, Preheat Start Lamp
GFT95DL/2G11/SE/OF | 800 | 95 | Preheat | GFT95DL/2G11/SE/OF - 95W, 800 mA, Preheat Start Lamp
GHO36T5L | 800 | 75 | Instant | GHO36T5L - 75W, 800 mA, Instant Start Lamp
GHO36T5L | 800 | 75 | Instant | GHO36T5L - 75W, 800 mA, Instant Start Lamp
GHO36T5L | 800 | 75 | Instant | GHO36T5L - 75W, 800 mA, Instant Start Lamp
GHO36T5L/4 | 800 | 75 | Preheat | GHO36T5L/4 - 75W, 800 mA, Preheat Start Lamp
GHO36T5L/4 | 800 | 75 | Preheat | GHO36T5L/4 - 75W, 800 mA, Preheat Start Lamp
GHO36T5L/4 | 800 | 75 | Preheat | GHO36T5L/4 - 75W, 800 mA, Preheat Start Lamp
GHO36T5L/4 | 800 | 75 | Preheat | GHO36T5L/4 - 75W, 800 mA, Preheat Start Lamp
GHO36T5L/4 | 800 | 75 | Preheat | GHO36T5L/4 - 75W, 800 mA, Preheat Start Lamp
GHO36T5L/4 | 800 | 75 | Preheat | GHO36T5L/4 - 75W, 800 mA, Preheat Start Lamp
GHO36T5L/4 | 800 | 75 | Preheat | GHO36T5L/4 - 75W, 800 mA, Preheat Start Lamp
GHO36T5L/4PSE | 800 | 84 | Preheat | GHO36T5L/4PSE - 84W, 800 mA, Preheat Start Lamp
GHO36T5L/4PSE | 800 | 84 | Preheat | GHO36T5L/4PSE - 84W, 800 mA, Preheat Start Lamp
GHO36T5L/4PSE | 800 | 84 | Preheat | GHO36T5L/4PSE - 84W, 800 mA, Preheat Start Lamp
GHO36T5L/4PSE | 800 | 84 | Preheat | GHO36T5L/4PSE - 84W, 800 mA, Preheat Start Lamp
GHO36T5L/4PSE | 800 | 84 | Preheat | GHO36T5L/4PSE - 84W, 800 mA, Preheat Start Lamp
GHO36T5L/4PSE | 800 | 84 | Preheat | GHO36T5L/4PSE - 84W, 800 mA, Preheat Start Lamp
GHO36T5L/4PSE | 800 | 84 | Preheat | GHO36T5L/4PSE - 84W, 800 mA, Preheat Start Lamp
GHO36T5L/SPECIAL BASE | 800 | 75 | Preheat | GHO36T5L/SPECIAL BASE - 75W, 800 mA, Preheat Start Lamp
GHO36T5L/SPECIAL BASE | 800 | 75 | Preheat | GHO36T5L/SPECIAL BASE - 75W, 800 mA, Preheat Start Lamp
GHO36T5L/SPECIAL BASE | 800 | 75 | Preheat | GHO36T5L/SPECIAL BASE - 75W, 800 mA, Preheat Start Lamp
GHO36T5L/SPECIAL BASE | 800 | 75 | Preheat | GHO36T5L/SPECIAL BASE - 75W, 800 mA, Preheat Start Lamp
GHO36T5L/SPECIAL BASE | 800 | 75 | Preheat | GHO36T5L/SPECIAL BASE - 75W, 800 mA, Preheat Start Lamp
GHO36T5L/SPECIAL BASE | 800 | 75 | Preheat | GHO36T5L/SPECIAL BASE - 75W, 800 mA, Preheat Start Lamp
GHO36T5L/SPECIAL BASE | 800 | 75 | Preheat | GHO36T5L/SPECIAL BASE - 75W, 800 mA, Preheat Start Lamp
GHO36T5VH | 800 | 87 | Instant | GHO36T5VH - 87W, 800 mA, Instant Start Lamp
GHO36T5VH | 800 | 87 | Instant | GHO36T5VH - 87W, 800 mA, Instant Start Lamp
GHO36T5VH | 800 | 87 | Instant | GHO36T5VH - 87W, 800 mA, Instant Start Lamp
GHO36T5VH | 800 | 87 | Instant | GHO36T5VH - 87W, 800 mA, Instant Start Lamp
GHO36T5VH/4 | 800 | 87 | Preheat | GHO36T5VH/4 - 87W, 800 mA, Preheat Start Lamp
GHO36T5VH/4 | 800 | 87 | Preheat | GHO36T5VH/4 - 87W, 800 mA, Preheat Start Lamp
GHO36T5VH/4 | 800 | 87 | Preheat | GHO36T5VH/4 - 87W, 800 mA, Preheat Start Lamp
GHO36T5VH/4 | 800 | 87 | Preheat | GHO36T5VH/4 - 87W, 800 mA, Preheat Start Lamp
GHO36T5VH/4 | 800 | 87 | Preheat | GHO36T5VH/4 - 87W, 800 mA, Preheat Start Lamp
GHO36T5VH/4 | 800 | 87 | Preheat | GHO36T5VH/4 - 87W, 800 mA, Preheat Start Lamp
GHO36T5VH/4 | 800 | 87 | Preheat | GHO36T5VH/4 - 87W, 800 mA, Preheat Start Lamp
GHO36T5VH/4PSE | 800 | 84 | Preheat | GHO36T5VH/4PSE - 84W, 800 mA, Preheat Start Lamp
GHO36T5VH/4PSE | 800 | 84 | Preheat | GHO36T5VH/4PSE - 84W, 800 mA, Preheat Start Lamp
GHO36T5VH/4PSE | 800 | 84 | Preheat | GHO36T5VH/4PSE - 84W, 800 mA, Preheat Start Lamp
GHO36T5VH/4PSE | 800 | 84 | Preheat | GHO36T5VH/4PSE - 84W, 800 mA, Preheat Start Lamp
GHO36T5VH/4PSE | 800 | 84 | Preheat | GHO36T5VH/4PSE - 84W, 800 mA, Preheat Start Lamp
GHO36T5VH/4PSE | 800 | 84 | Preheat | GHO36T5VH/4PSE - 84W, 800 mA, Preheat Start Lamp
GHO36T5VH/4PSE | 800 | 84 | Preheat | GHO36T5VH/4PSE - 84W, 800 mA, Preheat Start Lamp
GHO432T5L/MDBP | 800 | 48 | Preheat | GHO432T5L/MDBP - 48W, 800 mA, Preheat Start Lamp
GHO432T5L/MDBP | 800 | 48 | Preheat | GHO432T5L/MDBP - 48W, 800 mA, Preheat Start Lamp
GHO432T5L/MDBP | 800 | 48 | Preheat | GHO432T5L/MDBP - 48W, 800 mA, Preheat Start Lamp
GHO432T5L/MDBP | 800 | 48 | Preheat | GHO432T5L/MDBP - 48W, 800 mA, Preheat Start Lamp
GHO432T5L/MDBP | 800 | 48 | Preheat | GHO432T5L/MDBP - 48W, 800 mA, Preheat Start Lamp
GHO432T5L/MDBP | 800 | 48 | Preheat | GHO432T5L/MDBP - 48W, 800 mA, Preheat Start Lamp
GHO432T5L/MDBP | 800 | 48 | Preheat | GHO432T5L/MDBP - 48W, 800 mA, Preheat Start Lamp
GHO436T5L | 800 | 48 | Instant | GHO436T5L - 48W, 800 mA, Instant Start Lamp
GHO436T5L | 800 | 48 | Instant | GHO436T5L - 48W, 800 mA, Instant Start Lamp
GHO436T5L | 800 | 48 | Instant | GHO436T5L - 48W, 800 mA, Instant Start Lamp
GHO436T5L/4 | 800 | 48 | Preheat | GHO436T5L/4 - 48W, 800 mA, Preheat Start Lamp
GHO436T5L/4 | 800 | 48 | Preheat | GHO436T5L/4 - 48W, 800 mA, Preheat Start Lamp
GHO436T5L/4 | 800 | 48 | Preheat | GHO436T5L/4 - 48W, 800 mA, Preheat Start Lamp
GHO436T5L/4 | 800 | 48 | Preheat | GHO436T5L/4 - 48W, 800 mA, Preheat Start Lamp
GHO436T5L/4 | 800 | 48 | Preheat | GHO436T5L/4 - 48W, 800 mA, Preheat Start Lamp
GHO436T5L/4 | 800 | 48 | Preheat | GHO436T5L/4 - 48W, 800 mA, Preheat Start Lamp
GHO436T5L/SPECIAL BASE | 800 | 48 | Preheat | GHO436T5L/SPECIAL BASE - 48W, 800 mA, Preheat Start Lamp
GHO436T5L/SPECIAL BASE | 800 | 48 | Preheat | GHO436T5L/SPECIAL BASE - 48W, 800 mA, Preheat Start Lamp
GHO436T5L/SPECIAL BASE | 800 | 48 | Preheat | GHO436T5L/SPECIAL BASE - 48W, 800 mA, Preheat Start Lamp
GHO436T5L/SPECIAL BASE | 800 | 48 | Preheat | GHO436T5L/SPECIAL BASE - 48W, 800 mA, Preheat Start Lamp
GHO436T5L/SPECIAL BASE | 800 | 48 | Preheat | GHO436T5L/SPECIAL BASE - 48W, 800 mA, Preheat Start Lamp
GHO436T5L/SPECIAL BASE | 800 | 48 | Preheat | GHO436T5L/SPECIAL BASE - 48W, 800 mA, Preheat Start Lamp
GHO436T5L/SPECIAL BASE | 800 | 48 | Preheat | GHO436T5L/SPECIAL BASE - 48W, 800 mA, Preheat Start Lamp
GHO48T5L | 800 | 119 | Instant | GHO48T5L - 119W, 800 mA, Instant Start Lamp
GHO48T5L | 800 | 119 | Instant | GHO48T5L - 119W, 800 mA, Instant Start Lamp
GHO48T5L | 800 | 119 | Instant | GHO48T5L - 119W, 800 mA, Instant Start Lamp
GHO48T5L | 800 | 119 | Instant | GHO48T5L - 119W, 800 mA, Instant Start Lamp
GHO508T5L/HO/4PSE | 800 | 56 | Preheat | GHO508T5L/HO/4PSE - 56W, 800 mA, Preheat Start Lamp
GHO508T5L/HO/4PSE | 800 | 56 | Preheat | GHO508T5L/HO/4PSE - 56W, 800 mA, Preheat Start Lamp
GHO508T5L/HO/4PSE | 800 | 56 | Preheat | GHO508T5L/HO/4PSE - 56W, 800 mA, Preheat Start Lamp
GHO508T5L/HO/4PSE | 800 | 56 | Preheat | GHO508T5L/HO/4PSE - 56W, 800 mA, Preheat Start Lamp
GHO508T5L/HO/4PSE | 800 | 56 | Preheat | GHO508T5L/HO/4PSE - 56W, 800 mA, Preheat Start Lamp
GHO508T5L/HO/4PSE | 800 | 56 | Preheat | GHO508T5L/HO/4PSE - 56W, 800 mA, Preheat Start Lamp
GHO508T5L/HO/4PSE | 800 | 56 | Preheat | GHO508T5L/HO/4PSE - 56W, 800 mA, Preheat Start Lamp
GHO64T5L | 800 | 145 | Instant | GHO64T5L - 145W, 800 mA, Instant Start Lamp
GHO64T5L | 800 | 145 | Instant | GHO64T5L - 145W, 800 mA, Instant Start Lamp
GHO64T5L | 800 | 145 | Instant | GHO64T5L - 145W, 800 mA, Instant Start Lamp
GHO64T5L | 800 | 145 | Instant | GHO64T5L - 145W, 800 mA, Instant Start Lamp
GHO64T5L/4 | 800 | 145 | Preheat | GHO64T5L/4 - 145W, 800 mA, Preheat Start Lamp
GHO64T5L/4 | 800 | 145 | Preheat | GHO64T5L/4 - 145W, 800 mA, Preheat Start Lamp
GHO64T5L/4 | 800 | 145 | Preheat | GHO64T5L/4 - 145W, 800 mA, Preheat Start Lamp
GHO64T5L/4 | 800 | 145 | Preheat | GHO64T5L/4 - 145W, 800 mA, Preheat Start Lamp
GHO64T5L/4PSE | 800 | 155 | Preheat | GHO64T5L/4PSE - 155W, 800 mA, Preheat Start Lamp
GHO64T5L/4PSE | 800 | 155 | Preheat | GHO64T5L/4PSE - 155W, 800 mA, Preheat Start Lamp
GHO64T5L/4PSE | 800 | 155 | Preheat | GHO64T5L/4PSE - 155W, 800 mA, Preheat Start Lamp
GHO64T5L/4PSE | 800 | 155 | Preheat | GHO64T5L/4PSE - 155W, 800 mA, Preheat Start Lamp
GHO64T5VH | 800 | 145 | Instant | GHO64T5VH - 145W, 800 mA, Instant Start Lamp
GHO64T5VH | 800 | 145 | Instant | GHO64T5VH - 145W, 800 mA, Instant Start Lamp
GHO64T5VH | 800 | 145 | Instant | GHO64T5VH - 145W, 800 mA, Instant Start Lamp
GHO64T5VH | 800 | 145 | Instant | GHO64T5VH - 145W, 800 mA, Instant Start Lamp
GHO64T5VH/4 | 800 | 145 | Preheat | GHO64T5VH/4 - 145W, 800 mA, Preheat Start Lamp
GHO64T5VH/4 | 800 | 145 | Preheat | GHO64T5VH/4 - 145W, 800 mA, Preheat Start Lamp
GHO64T5VH/4 | 800 | 145 | Preheat | GHO64T5VH/4 - 145W, 800 mA, Preheat Start Lamp
GHO64T5VH/4 | 800 | 145 | Preheat | GHO64T5VH/4 - 145W, 800 mA, Preheat Start Lamp
GHO64T5VH/4PSE | 800 | 155 | Preheat | GHO64T5VH/4PSE - 155W, 800 mA, Preheat Start Lamp
GHO64T5VH/4PSE | 800 | 155 | Preheat | GHO64T5VH/4PSE - 155W, 800 mA, Preheat Start Lamp
GHO64T5VH/4PSE | 800 | 155 | Preheat | GHO64T5VH/4PSE - 155W, 800 mA, Preheat Start Lamp
GHO64T5VH/4PSE | 800 | 155 | Preheat | GHO64T5VH/4PSE - 155W, 800 mA, Preheat Start Lamp
GHO846T5L | 800 | 75 | Instant | GHO846T5L - 75W, 800 mA, Instant Start Lamp
GHO846T5L | 800 | 75 | Instant | GHO846T5L - 75W, 800 mA, Instant Start Lamp
GHO846T5L | 800 | 75 | Instant | GHO846T5L - 75W, 800 mA, Instant Start Lamp
GHO846T5L/4 | 800 | 75 | Preheat | GHO846T5L/4 - 75W, 800 mA, Preheat Start Lamp
GHO846T5L/4 | 800 | 75 | Preheat | GHO846T5L/4 - 75W, 800 mA, Preheat Start Lamp
GHO846T5L/4 | 800 | 75 | Preheat | GHO846T5L/4 - 75W, 800 mA, Preheat Start Lamp
GHO846T5L/4 | 800 | 75 | Preheat | GHO846T5L/4 - 75W, 800 mA, Preheat Start Lamp
GHO846T5L/4 | 800 | 75 | Preheat | GHO846T5L/4 - 75W, 800 mA, Preheat Start Lamp
GHO846T5L/4 | 800 | 75 | Preheat | GHO846T5L/4 - 75W, 800 mA, Preheat Start Lamp
GHO846T5L/4 | 800 | 75 | Preheat | GHO846T5L/4 - 75W, 800 mA, Preheat Start Lamp
GHO893T5L | 800 | 85 | Instant | GHO893T5L - 85W, 800 mA, Instant Start Lamp
GHO893T5L | 800 | 85 | Instant | GHO893T5L - 85W, 800 mA, Instant Start Lamp
GHO893T5L | 800 | 85 | Instant | GHO893T5L - 85W, 800 mA, Instant Start Lamp
GHO893T5L | 800 | 85 | Instant | GHO893T5L - 85W, 800 mA, Instant Start Lamp
GHO893T5L/4 | 800 | 85 | Preheat | GHO893T5L/4 - 85W, 800 mA, Preheat Start Lamp
GHO893T5L/4 | 800 | 85 | Preheat | GHO893T5L/4 - 85W, 800 mA, Preheat Start Lamp
GHO893T5L/4 | 800 | 85 | Preheat | GHO893T5L/4 - 85W, 800 mA, Preheat Start Lamp
GHO893T5L/4 | 800 | 85 | Preheat | GHO893T5L/4 - 85W, 800 mA, Preheat Start Lamp
GHO893T5L/4 | 800 | 85 | Preheat | GHO893T5L/4 - 85W, 800 mA, Preheat Start Lamp
GHO893T5L/4 | 800 | 85 | Preheat | GHO893T5L/4 - 85W, 800 mA, Preheat Start Lamp
GHO893T5L/4 | 800 | 85 | Preheat | GHO893T5L/4 - 85W, 800 mA, Preheat Start Lamp
GLS692T5VH | 425 | 32 | Instant | GLS692T5VH - 32W, 425 mA, Instant Start Lamp
GPH150T5L/4P | 425 | 10 | Preheat | GPH150T5L/4P - 10W, 425 mA, Preheat Start Lamp
GPH150T5L/4P | 425 | 10 | Preheat | GPH150T5L/4P - 10W, 425 mA, Preheat Start Lamp
GPH150T5L/4P | 425 | 10 | Preheat | GPH150T5L/4P - 10W, 425 mA, Preheat Start Lamp
GPH150T5L/4P | 425 | 10 | Preheat | GPH150T5L/4P - 10W, 425 mA, Preheat Start Lamp
GPH1092T5L/MDBP | 425 | 52 | Preheat | GPH1092T5L/MDBP - 52W, 425 mA, Preheat Start Lamp
GPH1092T5L/MDBP | 425 | 52 | Preheat | GPH1092T5L/MDBP - 52W, 425 mA, Preheat Start Lamp
GPH1148T5L | 425 | 55 | Preheat | GPH1148T5L - 55W, 425 mA, Preheat Start Lamp
GPH1148T5L | 425 | 55 | Preheat | GPH1148T5L - 55W, 425 mA, Preheat Start Lamp
GPH1148T5VH | 425 | 55 | Preheat | GPH1148T5VH - 55W, 425 mA, Preheat Start Lamp
GPH1148T5VH | 425 | 55 | Preheat | GPH1148T5VH - 55W, 425 mA, Preheat Start Lamp
GPH1219T5L/HO/4P | 800 | 120 | Preheat | GPH1219T5L/HO/4P - 120W, 800 mA, Preheat Start Lamp
GPH1219T5L/HO/4P | 800 | 120 | Preheat | GPH1219T5L/HO/4P - 120W, 800 mA, Preheat Start Lamp
GPH1219T5L/HO/4P | 800 | 120 | Preheat | GPH1219T5L/HO/4P - 120W, 800 mA, Preheat Start Lamp
GPH1219T5L/HO/4P | 800 | 120 | Preheat | GPH1219T5L/HO/4P - 120W, 800 mA, Preheat Start Lamp
GPH1554T5L | 425 | 75 | Preheat | GPH1554T5L - 75W, 425 mA, Preheat Start Lamp
GPH1554T5L | 425 | 75 | Preheat | GPH1554T5L - 75W, 425 mA, Preheat Start Lamp
GPH1554T5VH | 425 | 75 | Preheat | GPH1554T5VH - 75W, 425 mA, Preheat Start Lamp
GPH1554T5VH | 425 | 75 | Preheat | GPH1554T5VH - 75W, 425 mA, Preheat Start Lamp
GPH1630T5L | 425 | 79 | Preheat | GPH1630T5L - 79W, 425 mA, Preheat Start Lamp
GPH1630T5L | 425 | 79 | Preheat | GPH1630T5L - 79W, 425 mA, Preheat Start Lamp
GPH1630T5VH | 425 | 79 | Preheat | GPH1630T5VH - 79W, 425 mA, Preheat Start Lamp
GPH1630T5VH | 425 | 79 | Preheat | GPH1630T5VH - 79W, 425 mA, Preheat Start Lamp
GPH212T5L | 425 | 10 | Preheat | GPH212T5L - 10W, 425 mA, Preheat Start Lamp
GPH212T5L | 425 | 10 | Preheat | GPH212T5L - 10W, 425 mA, Preheat Start Lamp
GPH212T5L | 425 | 10 | Preheat | GPH212T5L - 10W, 425 mA, Preheat Start Lamp
GPH212T5L | 425 | 10 | Preheat | GPH212T5L - 10W, 425 mA, Preheat Start Lamp
GPH212T5L | 425 | 10 | Preheat | GPH212T5L - 10W, 425 mA, Preheat Start Lamp
GPH212T5L | 425 | 10 | Preheat | GPH212T5L - 10W, 425 mA, Preheat Start Lamp
GPH212T5L/4 | 425 | 10 | Preheat | GPH212T5L/4 - 10W, 425 mA, Preheat Start Lamp
GPH212T5L/4 | 425 | 10 | Preheat | GPH212T5L/4 - 10W, 425 mA, Preheat Start Lamp
GPH212T5L/4 | 425 | 10 | Preheat | GPH212T5L/4 - 10W, 425 mA, Preheat Start Lamp
GPH212T5L/4 | 425 | 10 | Preheat | GPH212T5L/4 - 10W, 425 mA, Preheat Start Lamp
GPH212T5L/4 | 425 | 10 | Preheat | GPH212T5L/4 - 10W, 425 mA, Preheat Start Lamp
GPH212T5L/4 | 425 | 10 | Preheat | GPH212T5L/4 - 10W, 425 mA, Preheat Start Lamp
GPH212T5L/HO | 800 | 18 | Preheat | GPH212T5L/HO - 18W, 800 mA, Preheat Start Lamp
GPH212T5L/HO | 800 | 18 | Preheat | GPH212T5L/HO - 18W, 800 mA, Preheat Start Lamp
GPH212T5L/HO | 800 | 18 | Preheat | GPH212T5L/HO - 18W, 800 mA, Preheat Start Lamp
GPH212T5VH | 425 | 10 | Preheat | GPH212T5VH - 10W, 425 mA, Preheat Start Lamp
GPH212T5VH | 425 | 10 | Preheat | GPH212T5VH - 10W, 425 mA, Preheat Start Lamp
GPH212T5VH | 425 | 10 | Preheat | GPH212T5VH - 10W, 425 mA, Preheat Start Lamp
GPH212T5VH | 425 | 10 | Preheat | GPH212T5VH - 10W, 425 mA, Preheat Start Lamp
GPH212T5VH | 425 | 10 | Preheat | GPH212T5VH - 10W, 425 mA, Preheat Start Lamp
GPH212T5VH | 425 | 10 | Preheat | GPH212T5VH - 10W, 425 mA, Preheat Start Lamp
GPH212T5VH/4 | 425 | 10 | Preheat | GPH212T5VH/4 - 10W, 425 mA, Preheat Start Lamp
GPH212T5VH/4 | 425 | 10 | Preheat | GPH212T5VH/4 - 10W, 425 mA, Preheat Start Lamp
GPH212T5VH/4 | 425 | 10 | Preheat | GPH212T5VH/4 - 10W, 425 mA, Preheat Start Lamp
GPH212T5VH/4 | 425 | 10 | Preheat | GPH212T5VH/4 - 10W, 425 mA, Preheat Start Lamp
GPH212T5VH/4 | 425 | 10 | Preheat | GPH212T5VH/4 - 10W, 425 mA, Preheat Start Lamp
GPH212T5VH/4 | 425 | 10 | Preheat | GPH212T5VH/4 - 10W, 425 mA, Preheat Start Lamp
GPH212T5VH/HO | 800 | 18 | Preheat | GPH212T5VH/HO - 18W, 800 mA, Preheat Start Lamp
GPH212T5VH/HO | 800 | 18 | Preheat | GPH212T5VH/HO - 18W, 800 mA, Preheat Start Lamp
GPH212T5VH/HO | 800 | 18 | Preheat | GPH212T5VH/HO - 18W, 800 mA, Preheat Start Lamp
GPH287T5L | 425 | 14 | Preheat | GPH287T5L - 14W, 425 mA, Preheat Start Lamp
GPH287T5L | 425 | 14 | Preheat | GPH287T5L - 14W, 425 mA, Preheat Start Lamp
GPH287T5L | 425 | 14 | Preheat | GPH287T5L - 14W, 425 mA, Preheat Start Lamp
GPH287T5L | 425 | 14 | Preheat | GPH287T5L - 14W, 425 mA, Preheat Start Lamp
GPH287T5L | 425 | 14 | Preheat | GPH287T5L - 14W, 425 mA, Preheat Start Lamp
GPH287T5L | 425 | 14 | Preheat | GPH287T5L - 14W, 425 mA, Preheat Start Lamp
GPH287T5L/4 | 425 | 14 | Preheat | GPH287T5L/4 - 14W, 425 mA, Preheat Start Lamp
GPH287T5L/4 | 425 | 14 | Preheat | GPH287T5L/4 - 14W, 425 mA, Preheat Start Lamp
GPH287T5L/4 | 425 | 14 | Preheat | GPH287T5L/4 - 14W, 425 mA, Preheat Start Lamp
GPH287T5L/4 | 425 | 14 | Preheat | GPH287T5L/4 - 14W, 425 mA, Preheat Start Lamp
GPH287T5L/4 | 425 | 14 | Preheat | GPH287T5L/4 - 14W, 425 mA, Preheat Start Lamp
GPH287T5L/4 | 425 | 14 | Preheat | GPH287T5L/4 - 14W, 425 mA, Preheat Start Lamp
GPH287T5L/HO | 800 | 27 | Preheat | GPH287T5L/HO - 27W, 800 mA, Preheat Start Lamp
GPH287T5L/HO | 800 | 27 | Preheat | GPH287T5L/HO - 27W, 800 mA, Preheat Start Lamp
GPH287T5L/HO | 800 | 27 | Preheat | GPH287T5L/HO - 27W, 800 mA, Preheat Start Lamp
GPH287T5VH | 425 | 14 | Preheat | GPH287T5VH - 14W, 425 mA, Preheat Start Lamp
GPH287T5VH | 425 | 14 | Preheat | GPH287T5VH - 14W, 425 mA, Preheat Start Lamp
GPH287T5VH | 425 | 14 | Preheat | GPH287T5VH - 14W, 425 mA, Preheat Start Lamp
GPH287T5VH | 425 | 14 | Preheat | GPH287T5VH - 14W, 425 mA, Preheat Start Lamp
GPH287T5VH | 425 | 14 | Preheat | GPH287T5VH - 14W, 425 mA, Preheat Start Lamp
GPH287T5VH | 425 | 14 | Preheat | GPH287T5VH - 14W, 425 mA, Preheat Start Lamp
GPH287T5VH/4 | 425 | 14 | Preheat | GPH287T5VH/4 - 14W, 425 mA, Preheat Start Lamp
GPH287T5VH/4 | 425 | 14 | Preheat | GPH287T5VH/4 - 14W, 425 mA, Preheat Start Lamp
GPH287T5VH/4 | 425 | 14 | Preheat | GPH287T5VH/4 - 14W, 425 mA, Preheat Start Lamp
GPH287T5VH/4 | 425 | 14 | Preheat | GPH287T5VH/4 - 14W, 425 mA, Preheat Start Lamp
GPH287T5VH/4 | 425 | 14 | Preheat | GPH287T5VH/4 - 14W, 425 mA, Preheat Start Lamp
GPH287T5VH/4 | 425 | 14 | Preheat | GPH287T5VH/4 - 14W, 425 mA, Preheat Start Lamp
GPH287T5VH/HO | 800 | 27 | Preheat | GPH287T5VH/HO - 27W, 800 mA, Preheat Start Lamp
GPH287T5VH/HO | 800 | 27 | Preheat | GPH287T5VH/HO - 27W, 800 mA, Preheat Start Lamp
GPH287T5VH/HO | 800 | 27 | Preheat | GPH287T5VH/HO - 27W, 800 mA, Preheat Start Lamp
GPH295T5L | 425 | 14 | Preheat | GPH295T5L - 14W, 425 mA, Preheat Start Lamp
GPH295T5L | 425 | 14 | Preheat | GPH295T5L - 14W, 425 mA, Preheat Start Lamp
GPH295T5L | 425 | 14 | Preheat | GPH295T5L - 14W, 425 mA, Preheat Start Lamp
GPH295T5L | 425 | 14 | Preheat | GPH295T5L - 14W, 425 mA, Preheat Start Lamp
GPH295T5L | 425 | 14 | Preheat | GPH295T5L - 14W, 425 mA, Preheat Start Lamp
GPH295T5L | 425 | 14 | Preheat | GPH295T5L - 14W, 425 mA, Preheat Start Lamp
GPH303T5L | 425 | 15 | Preheat | GPH303T5L - 15W, 425 mA, Preheat Start Lamp
GPH303T5L | 425 | 15 | Preheat | GPH303T5L - 15W, 425 mA, Preheat Start Lamp
GPH303T5L | 425 | 15 | Preheat | GPH303T5L - 15W, 425 mA, Preheat Start Lamp
GPH303T5L | 425 | 15 | Preheat | GPH303T5L - 15W, 425 mA, Preheat Start Lamp
GPH303T5L | 425 | 15 | Preheat | GPH303T5L - 15W, 425 mA, Preheat Start Lamp
GPH303T5L | 425 | 15 | Preheat | GPH303T5L - 15W, 425 mA, Preheat Start Lamp
GPH303T5L/HO | 800 | 29 | Preheat | GPH303T5L/HO - 29W, 800 mA, Preheat Start Lamp
GPH303T5L/HO | 800 | 29 | Preheat | GPH303T5L/HO - 29W, 800 mA, Preheat Start Lamp
GPH303T5L/HO | 800 | 29 | Preheat | GPH303T5L/HO - 29W, 800 mA, Preheat Start Lamp
GPH303T5VH | 425 | 15 | Preheat | GPH303T5VH - 15W, 425 mA, Preheat Start Lamp
GPH303T5VH | 425 | 15 | Preheat | GPH303T5VH - 15W, 425 mA, Preheat Start Lamp
GPH303T5VH | 425 | 15 | Preheat | GPH303T5VH - 15W, 425 mA, Preheat Start Lamp
GPH303T5VH | 425 | 15 | Preheat | GPH303T5VH - 15W, 425 mA, Preheat Start Lamp
GPH303T5VH | 425 | 15 | Preheat | GPH303T5VH - 15W, 425 mA, Preheat Start Lamp
GPH303T5VH | 425 | 15 | Preheat | GPH303T5VH - 15W, 425 mA, Preheat Start Lamp
GPH305T5 | 425 | 15 | Preheat | GPH305T5 - 15W, 425 mA, Preheat Start Lamp
GPH305T5 | 425 | 15 | Preheat | GPH305T5 - 15W, 425 mA, Preheat Start Lamp
GPH305T5 | 425 | 15 | Preheat | GPH305T5 - 15W, 425 mA, Preheat Start Lamp
GPH305T5 | 425 | 15 | Preheat | GPH305T5 - 15W, 425 mA, Preheat Start Lamp
GPH305T5 | 425 | 15 | Preheat | GPH305T5 - 15W, 425 mA, Preheat Start Lamp
GPH305T5 | 425 | 15 | Preheat | GPH305T5 - 15W, 425 mA, Preheat Start Lamp
GPH330T5L/4 | 425 | 16 | Preheat | GPH330T5L/4 - 16W, 425 mA, Preheat Start Lamp
GPH330T5L/4 | 425 | 16 | Preheat | GPH330T5L/4 - 16W, 425 mA, Preheat Start Lamp
GPH330T5L/4 | 425 | 16 | Preheat | GPH330T5L/4 - 16W, 425 mA, Preheat Start Lamp
GPH330T5L/4 | 425 | 16 | Preheat | GPH330T5L/4 - 16W, 425 mA, Preheat Start Lamp
GPH330T5L/4 | 425 | 16 | Preheat | GPH330T5L/4 - 16W, 425 mA, Preheat Start Lamp
GPH330T5L/4 | 425 | 16 | Preheat | GPH330T5L/4 - 16W, 425 mA, Preheat Start Lamp
GPH330T5VH/4 | 425 | 16 | Preheat | GPH330T5VH/4 - 16W, 425 mA, Preheat Start Lamp
GPH330T5VH/4 | 425 | 16 | Preheat | GPH330T5VH/4 - 16W, 425 mA, Preheat Start Lamp
GPH330T5VH/4 | 425 | 16 | Preheat | GPH330T5VH/4 - 16W, 425 mA, Preheat Start Lamp
GPH330T5VH/4 | 425 | 16 | Preheat | GPH330T5VH/4 - 16W, 425 mA, Preheat Start Lamp
GPH330T5VH/4 | 425 | 16 | Preheat | GPH330T5VH/4 - 16W, 425 mA, Preheat Start Lamp
GPH330T5VH/4 | 425 | 16 | Preheat | GPH330T5VH/4 - 16W, 425 mA, Preheat Start Lamp
GPH357T5L | 425 | 17 | Preheat | GPH357T5L - 17W, 425 mA, Preheat Start Lamp
GPH357T5L | 425 | 17 | Preheat | GPH357T5L - 17W, 425 mA, Preheat Start Lamp
GPH357T5L | 425 | 17 | Preheat | GPH357T5L - 17W, 425 mA, Preheat Start Lamp
GPH357T5L | 425 | 17 | Preheat | GPH357T5L - 17W, 425 mA, Preheat Start Lamp
GPH357T5L | 425 | 17 | Preheat | GPH357T5L - 17W, 425 mA, Preheat Start Lamp
GPH357T5L | 425 | 17 | Preheat | GPH357T5L - 17W, 425 mA, Preheat Start Lamp
GPH357T5L | 425 | 17 | Preheat | GPH357T5L - 17W, 425 mA, Preheat Start Lamp
GPH357T5L/4 | 425 | 17 | Preheat | GPH357T5L/4 - 17W, 425 mA, Preheat Start Lamp
GPH357T5L/4 | 425 | 17 | Preheat | GPH357T5L/4 - 17W, 425 mA, Preheat Start Lamp
GPH357T5L/4 | 425 | 17 | Preheat | GPH357T5L/4 - 17W, 425 mA, Preheat Start Lamp
GPH357T5L/4 | 425 | 17 | Preheat | GPH357T5L/4 - 17W, 425 mA, Preheat Start Lamp
GPH357T5L/4 | 425 | 17 | Preheat | GPH357T5L/4 - 17W, 425 mA, Preheat Start Lamp
GPH357T5L/4 | 425 | 17 | Preheat | GPH357T5L/4 - 17W, 425 mA, Preheat Start Lamp
GPH357T5L/4 | 425 | 17 | Preheat | GPH357T5L/4 - 17W, 425 mA, Preheat Start Lamp
GPH357T5L/HO | 800 | 32 | Preheat | GPH357T5L/HO - 32W, 800 mA, Preheat Start Lamp
GPH357T5L/HO | 800 | 32 | Preheat | GPH357T5L/HO - 32W, 800 mA, Preheat Start Lamp
GPH357T5L/HO | 800 | 32 | Preheat | GPH357T5L/HO - 32W, 800 mA, Preheat Start Lamp
GPH357T5L/HO | 800 | 32 | Preheat | GPH357T5L/HO - 32W, 800 mA, Preheat Start Lamp
GPH357T5VH | 425 | 17 | Preheat | GPH357T5VH - 17W, 425 mA, Preheat Start Lamp
GPH357T5VH | 425 | 17 | Preheat | GPH357T5VH - 17W, 425 mA, Preheat Start Lamp
GPH357T5VH | 425 | 17 | Preheat | GPH357T5VH - 17W, 425 mA, Preheat Start Lamp
GPH357T5VH | 425 | 17 | Preheat | GPH357T5VH - 17W, 425 mA, Preheat Start Lamp
GPH357T5VH | 425 | 17 | Preheat | GPH357T5VH - 17W, 425 mA, Preheat Start Lamp
GPH357T5VH | 425 | 17 | Preheat | GPH357T5VH - 17W, 425 mA, Preheat Start Lamp
GPH357T5VH | 425 | 17 | Preheat | GPH357T5VH - 17W, 425 mA, Preheat Start Lamp
GPH357T5VH/4 | 425 | 17 | Preheat | GPH357T5VH/4 - 17W, 425 mA, Preheat Start Lamp
GPH357T5VH/4 | 425 | 17 | Preheat | GPH357T5VH/4 - 17W, 425 mA, Preheat Start Lamp
GPH357T5VH/4 | 425 | 17 | Preheat | GPH357T5VH/4 - 17W, 425 mA, Preheat Start Lamp
GPH357T5VH/4 | 425 | 17 | Preheat | GPH357T5VH/4 - 17W, 425 mA, Preheat Start Lamp
GPH357T5VH/4 | 425 | 17 | Preheat | GPH357T5VH/4 - 17W, 425 mA, Preheat Start Lamp
GPH357T5VH/4 | 425 | 17 | Preheat | GPH357T5VH/4 - 17W, 425 mA, Preheat Start Lamp
GPH357T5VH/4 | 425 | 17 | Preheat | GPH357T5VH/4 - 17W, 425 mA, Preheat Start Lamp
GPH357T5VH/HO | 800 | 32 | Preheat | GPH357T5VH/HO - 32W, 800 mA, Preheat Start Lamp
GPH357T5VH/HO | 800 | 32 | Preheat | GPH357T5VH/HO - 32W, 800 mA, Preheat Start Lamp
GPH357T5VH/HO | 800 | 32 | Preheat | GPH357T5VH/HO - 32W, 800 mA, Preheat Start Lamp
GPH357T5VH/HO | 800 | 32 | Preheat | GPH357T5VH/HO - 32W, 800 mA, Preheat Start Lamp
GPH383T5 | 425 | 18 | Preheat | GPH383T5 - 18W, 425 mA, Preheat Start Lamp
GPH383T5 | 425 | 18 | Preheat | GPH383T5 - 18W, 425 mA, Preheat Start Lamp
GPH383T5 | 425 | 18 | Preheat | GPH383T5 - 18W, 425 mA, Preheat Start Lamp
GPH383T5 | 425 | 18 | Preheat | GPH383T5 - 18W, 425 mA, Preheat Start Lamp
GPH383T5 | 425 | 18 | Preheat | GPH383T5 - 18W, 425 mA, Preheat Start Lamp
GPH406T5L/4 | 425 | 18 | Preheat | GPH406T5L/4 - 18W, 425 mA, Preheat Start Lamp
GPH406T5L/4 | 425 | 18 | Preheat | GPH406T5L/4 - 18W, 425 mA, Preheat Start Lamp
GPH406T5L/4 | 425 | 18 | Preheat | GPH406T5L/4 - 18W, 425 mA, Preheat Start Lamp
GPH406T5L/4 | 425 | 18 | Preheat | GPH406T5L/4 - 18W, 425 mA, Preheat Start Lamp
GPH406T5L/4 | 425 | 18 | Preheat | GPH406T5L/4 - 18W, 425 mA, Preheat Start Lamp
GPH406T5L/HO | 800 | 35 | Preheat | GPH406T5L/HO - 35W, 800 mA, Preheat Start Lamp
GPH406T5L/HO | 800 | 35 | Preheat | GPH406T5L/HO - 35W, 800 mA, Preheat Start Lamp
GPH406T5L/HO | 800 | 35 | Preheat | GPH406T5L/HO - 35W, 800 mA, Preheat Start Lamp
GPH406T5L/HO | 800 | 35 | Preheat | GPH406T5L/HO - 35W, 800 mA, Preheat Start Lamp
GPH406T5L/HO | 800 | 35 | Preheat | GPH406T5L/HO - 35W, 800 mA, Preheat Start Lamp
GPH436T5HO/4PSE | 800 | 48 | Preheat | GPH436T5HO/4PSE - 48W, 800 mA, Preheat Start Lamp
GPH436T5HO/4PSE | 800 | 48 | Preheat | GPH436T5HO/4PSE - 48W, 800 mA, Preheat Start Lamp
GPH436T5HO/4PSE | 800 | 48 | Preheat | GPH436T5HO/4PSE - 48W, 800 mA, Preheat Start Lamp
GPH436T5HO/4PSE | 800 | 48 | Preheat | GPH436T5HO/4PSE - 48W, 800 mA, Preheat Start Lamp
GPH436T5HO/4PSE | 800 | 48 | Preheat | GPH436T5HO/4PSE - 48W, 800 mA, Preheat Start Lamp
GPH436T5HO/4PSE | 800 | 48 | Preheat | GPH436T5HO/4PSE - 48W, 800 mA, Preheat Start Lamp
GPH436T5HO/4PSE | 800 | 48 | Preheat | GPH436T5HO/4PSE - 48W, 800 mA, Preheat Start Lamp
GPH436T5L | 425 | 21 | Preheat | GPH436T5L - 21W, 425 mA, Preheat Start Lamp
GPH436T5L | 425 | 21 | Preheat | GPH436T5L - 21W, 425 mA, Preheat Start Lamp
GPH436T5L | 425 | 21 | Preheat | GPH436T5L - 21W, 425 mA, Preheat Start Lamp
GPH436T5L | 425 | 21 | Preheat | GPH436T5L - 21W, 425 mA, Preheat Start Lamp
GPH436T5L/4 | 425 | 20 | Preheat | GPH436T5L/4 - 20W, 425 mA, Preheat Start Lamp
GPH436T5L/4 | 425 | 20 | Preheat | GPH436T5L/4 - 20W, 425 mA, Preheat Start Lamp
GPH436T5L/4 | 425 | 20 | Preheat | GPH436T5L/4 - 20W, 425 mA, Preheat Start Lamp
GPH436T5L/4 | 425 | 20 | Preheat | GPH436T5L/4 - 20W, 425 mA, Preheat Start Lamp
GPH436T5L/4 | 425 | 20 | Preheat | GPH436T5L/4 - 20W, 425 mA, Preheat Start Lamp
GPH436T5L/HO | 800 | 42 | Preheat | GPH436T5L/HO - 42W, 800 mA, Preheat Start Lamp
GPH436T5L/HO | 800 | 42 | Preheat | GPH436T5L/HO - 42W, 800 mA, Preheat Start Lamp
GPH436T5L/HO | 800 | 42 | Preheat | GPH436T5L/HO - 42W, 800 mA, Preheat Start Lamp
GPH436T5L/HO | 800 | 42 | Preheat | GPH436T5L/HO - 42W, 800 mA, Preheat Start Lamp
GPH436T5L/HO | 800 | 42 | Preheat | GPH436T5L/HO - 42W, 800 mA, Preheat Start Lamp
GPH436T5L/HO/4PSE | 800 | 48 | Preheat | GPH436T5L/HO/4PSE - 48W, 800 mA, Preheat Start Lamp
GPH436T5L/HO/4PSE | 800 | 48 | Preheat | GPH436T5L/HO/4PSE - 48W, 800 mA, Preheat Start Lamp
GPH436T5L/HO/4PSE | 800 | 48 | Preheat | GPH436T5L/HO/4PSE - 48W, 800 mA, Preheat Start Lamp
GPH436T5L/HO/4PSE | 800 | 48 | Preheat | GPH436T5L/HO/4PSE - 48W, 800 mA, Preheat Start Lamp
GPH436T5L/HO/4PSE | 800 | 48 | Preheat | GPH436T5L/HO/4PSE - 48W, 800 mA, Preheat Start Lamp
GPH436T5L/HO/4PSE | 800 | 48 | Preheat | GPH436T5L/HO/4PSE - 48W, 800 mA, Preheat Start Lamp
GPH436T5L/HO/4PSE | 800 | 48 | Preheat | GPH436T5L/HO/4PSE - 48W, 800 mA, Preheat Start Lamp
GPH436T5VH | 425 | 21 | Preheat | GPH436T5VH - 21W, 425 mA, Preheat Start Lamp
GPH436T5VH | 425 | 21 | Preheat | GPH436T5VH - 21W, 425 mA, Preheat Start Lamp
GPH436T5VH | 425 | 21 | Preheat | GPH436T5VH - 21W, 425 mA, Preheat Start Lamp
GPH436T5VH | 425 | 21 | Preheat | GPH436T5VH - 21W, 425 mA, Preheat Start Lamp
GPH436T5VH/4 | 425 | 20 | Preheat | GPH436T5VH/4 - 20W, 425 mA, Preheat Start Lamp
GPH436T5VH/4 | 425 | 20 | Preheat | GPH436T5VH/4 - 20W, 425 mA, Preheat Start Lamp
GPH436T5VH/4 | 425 | 20 | Preheat | GPH436T5VH/4 - 20W, 425 mA, Preheat Start Lamp
GPH436T5VH/4 | 425 | 20 | Preheat | GPH436T5VH/4 - 20W, 425 mA, Preheat Start Lamp
GPH436T5VH/4 | 425 | 20 | Preheat | GPH436T5VH/4 - 20W, 425 mA, Preheat Start Lamp
GPH436T5VH/HO | 800 | 48 | Preheat | GPH436T5VH/HO - 48W, 800 mA, Preheat Start Lamp
GPH436T5VH/HO | 800 | 48 | Preheat | GPH436T5VH/HO - 48W, 800 mA, Preheat Start Lamp
GPH436T5VH/HO | 800 | 48 | Preheat | GPH436T5VH/HO - 48W, 800 mA, Preheat Start Lamp
GPH436T5VH/HO | 800 | 48 | Preheat | GPH436T5VH/HO - 48W, 800 mA, Preheat Start Lamp
GPH436T5VH/HO | 800 | 48 | Preheat | GPH436T5VH/HO - 48W, 800 mA, Preheat Start Lamp
GPH436T5VH/HO | 800 | 48 | Preheat | GPH436T5VH/HO - 48W, 800 mA, Preheat Start Lamp
GPH436T5VH/HO | 800 | 48 | Preheat | GPH436T5VH/HO - 48W, 800 mA, Preheat Start Lamp
GPH450T5L/4 | 425 | 21 | Preheat | GPH450T5L/4 - 21W, 425 mA, Preheat Start Lamp
GPH450T5L/4 | 425 | 21 | Preheat | GPH450T5L/4 - 21W, 425 mA, Preheat Start Lamp
GPH450T5L/4 | 425 | 21 | Preheat | GPH450T5L/4 - 21W, 425 mA, Preheat Start Lamp
GPH450T5L/4 | 425 | 21 | Preheat | GPH450T5L/4 - 21W, 425 mA, Preheat Start Lamp
GPH450T5VH/4 | 425 | 21 | Preheat | GPH450T5VH/4 - 21W, 425 mA, Preheat Start Lamp
GPH450T5VH/4 | 425 | 21 | Preheat | GPH450T5VH/4 - 21W, 425 mA, Preheat Start Lamp
GPH450T5VH/4 | 425 | 21 | Preheat | GPH450T5VH/4 - 21W, 425 mA, Preheat Start Lamp
GPH450T5VH/4 | 425 | 21 | Preheat | GPH450T5VH/4 - 21W, 425 mA, Preheat Start Lamp
GPH457T5L/MDBP | 425 | 22 | Preheat | GPH457T5L/MDBP - 22W, 425 mA, Preheat Start Lamp
GPH457T5L/MDBP | 425 | 22 | Preheat | GPH457T5L/MDBP - 22W, 425 mA, Preheat Start Lamp
GPH457T5L/MDBP | 425 | 22 | Preheat | GPH457T5L/MDBP - 22W, 425 mA, Preheat Start Lamp
GPH457T5L/MDBP | 425 | 22 | Preheat | GPH457T5L/MDBP - 22W, 425 mA, Preheat Start Lamp
GPH463T5L | 425 | 23 | Preheat | GPH463T5L - 23W, 425 mA, Preheat Start Lamp
GPH463T5L | 425 | 23 | Preheat | GPH463T5L - 23W, 425 mA, Preheat Start Lamp
GPH463T5L | 425 | 23 | Preheat | GPH463T5L - 23W, 425 mA, Preheat Start Lamp
GPH463T5L | 425 | 23 | Preheat | GPH463T5L - 23W, 425 mA, Preheat Start Lamp
GPH463T5L/4 | 425 | 22 | Preheat | GPH463T5L/4 - 22W, 425 mA, Preheat Start Lamp
GPH463T5L/4 | 425 | 22 | Preheat | GPH463T5L/4 - 22W, 425 mA, Preheat Start Lamp
GPH463T5L/4 | 425 | 22 | Preheat | GPH463T5L/4 - 22W, 425 mA, Preheat Start Lamp
GPH463T5L/4 | 425 | 22 | Preheat | GPH463T5L/4 - 22W, 425 mA, Preheat Start Lamp
GPH463T5VH/4 | 425 | 22 | Preheat | GPH463T5VH/4 - 22W, 425 mA, Preheat Start Lamp
GPH463T5VH/4 | 425 | 22 | Preheat | GPH463T5VH/4 - 22W, 425 mA, Preheat Start Lamp
GPH463T5VH/4 | 425 | 22 | Preheat | GPH463T5VH/4 - 22W, 425 mA, Preheat Start Lamp
GPH463T5VH/4 | 425 | 22 | Preheat | GPH463T5VH/4 - 22W, 425 mA, Preheat Start Lamp
GPH508T5L/4P | 425 | 24 | Preheat | GPH508T5L/4P - 24W, 425 mA, Preheat Start Lamp
GPH508T5L/4P | 425 | 24 | Preheat | GPH508T5L/4P - 24W, 425 mA, Preheat Start Lamp
GPH508T5L/4P | 425 | 24 | Preheat | GPH508T5L/4P - 24W, 425 mA, Preheat Start Lamp
GPH508T5L/4P | 425 | 24 | Preheat | GPH508T5L/4P - 24W, 425 mA, Preheat Start Lamp
GPH508T5L/HO/4P | 800 | 40 | Preheat | GPH508T5L/HO/4P - 40W, 800 mA, Preheat Start Lamp
GPH508T5L/HO/4P | 800 | 40 | Preheat | GPH508T5L/HO/4P - 40W, 800 mA, Preheat Start Lamp
GPH508T5L/HO/4P | 800 | 40 | Preheat | GPH508T5L/HO/4P - 40W, 800 mA, Preheat Start Lamp
GPH508T5L/HO/4P | 800 | 40 | Preheat | GPH508T5L/HO/4P - 40W, 800 mA, Preheat Start Lamp
GPH508T5L/HO/4P | 800 | 40 | Preheat | GPH508T5L/HO/4P - 40W, 800 mA, Preheat Start Lamp
GPH508T5L/HO/4PSE | 800 | 40 | Preheat | GPH508T5L/HO/4PSE - 40W, 800 mA, Preheat Start Lamp
GPH508T5L/HO/4PSE | 800 | 40 | Preheat | GPH508T5L/HO/4PSE - 40W, 800 mA, Preheat Start Lamp
GPH508T5L/HO/4PSE | 800 | 40 | Preheat | GPH508T5L/HO/4PSE - 40W, 800 mA, Preheat Start Lamp
GPH508T5L/HO/4PSE | 800 | 40 | Preheat | GPH508T5L/HO/4PSE - 40W, 800 mA, Preheat Start Lamp
GPH508T5L/HO/4PSE | 800 | 40 | Preheat | GPH508T5L/HO/4PSE - 40W, 800 mA, Preheat Start Lamp
GPH550T5L | 425 | 28 | Preheat | GPH550T5L - 28W, 425 mA, Preheat Start Lamp
GPH550T5L | 425 | 28 | Preheat | GPH550T5L - 28W, 425 mA, Preheat Start Lamp
GPH550T5L | 425 | 28 | Preheat | GPH550T5L - 28W, 425 mA, Preheat Start Lamp
GPH550T5L | 425 | 28 | Preheat | GPH550T5L - 28W, 425 mA, Preheat Start Lamp
GPH550T5VH | 425 | 28 | Preheat | GPH550T5VH - 28W, 425 mA, Preheat Start Lamp
GPH550T5VH | 425 | 28 | Preheat | GPH550T5VH - 28W, 425 mA, Preheat Start Lamp
GPH550T5VH | 425 | 28 | Preheat | GPH550T5VH - 28W, 425 mA, Preheat Start Lamp
GPH550T5VH | 425 | 28 | Preheat | GPH550T5VH - 28W, 425 mA, Preheat Start Lamp
GPH600T5L/HO/4P | 800 | 60 | Preheat | GPH600T5L/HO/4P - 60W, 800 mA, Preheat Start Lamp
GPH600T5L/HO/4P | 800 | 60 | Preheat | GPH600T5L/HO/4P - 60W, 800 mA, Preheat Start Lamp
GPH600T5L/HO/4P | 800 | 60 | Preheat | GPH600T5L/HO/4P - 60W, 800 mA, Preheat Start Lamp
GPH600T5L/HO/4P | 800 | 60 | Preheat | GPH600T5L/HO/4P - 60W, 800 mA, Preheat Start Lamp
GPH600T5L/HO/4P | 800 | 60 | Preheat | GPH600T5L/HO/4P - 60W, 800 mA, Preheat Start Lamp
GPH600T5L/HO/4P | 800 | 60 | Preheat | GPH600T5L/HO/4P - 60W, 800 mA, Preheat Start Lamp
GPH600T5L/HO/4P | 800 | 60 | Preheat | GPH600T5L/HO/4P - 60W, 800 mA, Preheat Start Lamp
GPH608T5HO | 800 | 60 | Preheat | GPH608T5HO - 60W, 800 mA, Preheat Start Lamp
GPH608T5HO | 800 | 60 | Preheat | GPH608T5HO - 60W, 800 mA, Preheat Start Lamp
GPH608T5HO | 800 | 60 | Preheat | GPH608T5HO - 60W, 800 mA, Preheat Start Lamp
GPH608T5HO | 800 | 60 | Preheat | GPH608T5HO - 60W, 800 mA, Preheat Start Lamp
GPH608T5HO | 800 | 60 | Preheat | GPH608T5HO - 60W, 800 mA, Preheat Start Lamp
GPH608T5HO | 800 | 60 | Preheat | GPH608T5HO - 60W, 800 mA, Preheat Start Lamp
GPH608T5HO | 800 | 60 | Preheat | GPH608T5HO - 60W, 800 mA, Preheat Start Lamp
GPH610T5L/HO/4P | 800 | 63 | Preheat | GPH610T5L/HO/4P - 63W, 800 mA, Preheat Start Lamp
GPH610T5L/HO/4P | 800 | 63 | Preheat | GPH610T5L/HO/4P - 63W, 800 mA, Preheat Start Lamp
GPH610T5L/HO/4P | 800 | 63 | Preheat | GPH610T5L/HO/4P - 63W, 800 mA, Preheat Start Lamp
GPH610T5L/HO/4P | 800 | 63 | Preheat | GPH610T5L/HO/4P - 63W, 800 mA, Preheat Start Lamp
GPH610T5L/HO/4P | 800 | 63 | Preheat | GPH610T5L/HO/4P - 63W, 800 mA, Preheat Start Lamp
GPH610T5L/HO/4P | 800 | 63 | Preheat | GPH610T5L/HO/4P - 63W, 800 mA, Preheat Start Lamp
GPH610T5L/HO/4P | 800 | 63 | Preheat | GPH610T5L/HO/4P - 63W, 800 mA, Preheat Start Lamp
GPH620T5L/4 | 425 | 29 | Preheat | GPH620T5L/4 - 29W, 425 mA, Preheat Start Lamp
GPH620T5L/4 | 425 | 29 | Preheat | GPH620T5L/4 - 29W, 425 mA, Preheat Start Lamp
GPH620T5L/4 | 425 | 29 | Preheat | GPH620T5L/4 - 29W, 425 mA, Preheat Start Lamp
GPH620T5L/4 | 425 | 29 | Preheat | GPH620T5L/4 - 29W, 425 mA, Preheat Start Lamp
GPH620T5VH/4 | 425 | 29 | Preheat | GPH620T5VH/4 - 29W, 425 mA, Preheat Start Lamp
GPH620T5VH/4 | 425 | 29 | Preheat | GPH620T5VH/4 - 29W, 425 mA, Preheat Start Lamp
GPH620T5VH/4 | 425 | 29 | Preheat | GPH620T5VH/4 - 29W, 425 mA, Preheat Start Lamp
GPH620T5VH/4 | 425 | 29 | Preheat | GPH620T5VH/4 - 29W, 425 mA, Preheat Start Lamp
GPH711T5L/4P | 425 | 34 | Preheat | GPH711T5L/4P - 34W, 425 mA, Preheat Start Lamp
GPH711T5L/4P | 425 | 34 | Preheat | GPH711T5L/4P - 34W, 425 mA, Preheat Start Lamp
GPH711T5L/4P | 425 | 34 | Preheat | GPH711T5L/4P - 34W, 425 mA, Preheat Start Lamp
GPH793T5L | 425 | 38 | Preheat | GPH793T5L - 38W, 425 mA, Preheat Start Lamp
GPH793T5L | 425 | 38 | Preheat | GPH793T5L - 38W, 425 mA, Preheat Start Lamp
GPH793T5L | 425 | 38 | Preheat | GPH793T5L - 38W, 425 mA, Preheat Start Lamp
GPH793T5L | 425 | 38 | Preheat | GPH793T5L - 38W, 425 mA, Preheat Start Lamp
GPH793T5L/4 | 425 | 37 | Preheat | GPH793T5L/4 - 37W, 425 mA, Preheat Start Lamp
GPH793T5L/4 | 425 | 37 | Preheat | GPH793T5L/4 - 37W, 425 mA, Preheat Start Lamp
GPH793T5L/4 | 425 | 37 | Preheat | GPH793T5L/4 - 37W, 425 mA, Preheat Start Lamp
GPH793T5L/4 | 425 | 37 | Preheat | GPH793T5L/4 - 37W, 425 mA, Preheat Start Lamp
GPH793T5L/4P | 425 | 37 | Preheat | GPH793T5L/4P - 37W, 425 mA, Preheat Start Lamp
GPH793T5L/4P | 425 | 37 | Preheat | GPH793T5L/4P - 37W, 425 mA, Preheat Start Lamp
GPH793T5L/4P | 425 | 37 | Preheat | GPH793T5L/4P - 37W, 425 mA, Preheat Start Lamp
GPH793T5L/4P | 425 | 37 | Preheat | GPH793T5L/4P - 37W, 425 mA, Preheat Start Lamp
GPH793T5L/HO | 800 | 72 | Preheat | GPH793T5L/HO - 72W, 800 mA, Preheat Start Lamp
GPH793T5L/HO | 800 | 72 | Preheat | GPH793T5L/HO - 72W, 800 mA, Preheat Start Lamp
GPH793T5L/HO | 800 | 72 | Preheat | GPH793T5L/HO - 72W, 800 mA, Preheat Start Lamp
GPH793T5L/HO | 800 | 72 | Preheat | GPH793T5L/HO - 72W, 800 mA, Preheat Start Lamp
GPH793T5L/HO | 800 | 72 | Preheat | GPH793T5L/HO - 72W, 800 mA, Preheat Start Lamp
GPH793T5L/HO | 800 | 72 | Preheat | GPH793T5L/HO - 72W, 800 mA, Preheat Start Lamp
GPH793T5L/HO | 800 | 72 | Preheat | GPH793T5L/HO - 72W, 800 mA, Preheat Start Lamp
GPH793T5VH | 425 | 38 | Preheat | GPH793T5VH - 38W, 425 mA, Preheat Start Lamp
GPH793T5VH | 425 | 38 | Preheat | GPH793T5VH - 38W, 425 mA, Preheat Start Lamp
GPH793T5VH | 425 | 38 | Preheat | GPH793T5VH - 38W, 425 mA, Preheat Start Lamp
GPH793T5VH | 425 | 38 | Preheat | GPH793T5VH - 38W, 425 mA, Preheat Start Lamp
GPH793T5VH/4 | 425 | 37 | Preheat | GPH793T5VH/4 - 37W, 425 mA, Preheat Start Lamp
GPH793T5VH/4 | 425 | 37 | Preheat | GPH793T5VH/4 - 37W, 425 mA, Preheat Start Lamp
GPH793T5VH/4 | 425 | 37 | Preheat | GPH793T5VH/4 - 37W, 425 mA, Preheat Start Lamp
GPH793T5VH/4 | 425 | 37 | Preheat | GPH793T5VH/4 - 37W, 425 mA, Preheat Start Lamp
GPH793T5VH/HO | 800 | 72 | Preheat | GPH793T5VH/HO - 72W, 800 mA, Preheat Start Lamp
GPH793T5VH/HO | 800 | 72 | Preheat | GPH793T5VH/HO - 72W, 800 mA, Preheat Start Lamp
GPH793T5VH/HO | 800 | 72 | Preheat | GPH793T5VH/HO - 72W, 800 mA, Preheat Start Lamp
GPH793T5VH/HO | 800 | 72 | Preheat | GPH793T5VH/HO - 72W, 800 mA, Preheat Start Lamp
GPH793T5VH/HO | 800 | 72 | Preheat | GPH793T5VH/HO - 72W, 800 mA, Preheat Start Lamp
GPH793T5VH/HO | 800 | 72 | Preheat | GPH793T5VH/HO - 72W, 800 mA, Preheat Start Lamp
GPH793T5VH/HO | 800 | 72 | Preheat | GPH793T5VH/HO - 72W, 800 mA, Preheat Start Lamp
GPH810T5L/4 | 425 | 38 | Preheat | GPH810T5L/4 - 38W, 425 mA, Preheat Start Lamp
GPH810T5L/4 | 425 | 38 | Preheat | GPH810T5L/4 - 38W, 425 mA, Preheat Start Lamp
GPH810T5L/4 | 425 | 38 | Preheat | GPH810T5L/4 - 38W, 425 mA, Preheat Start Lamp
GPH810T5L/4 | 425 | 38 | Preheat | GPH810T5L/4 - 38W, 425 mA, Preheat Start Lamp
GPH810T5VH/4 | 425 | 38 | Preheat | GPH810T5VH/4 - 38W, 425 mA, Preheat Start Lamp
GPH810T5VH/4 | 425 | 38 | Preheat | GPH810T5VH/4 - 38W, 425 mA, Preheat Start Lamp
GPH810T5VH/4 | 425 | 38 | Preheat | GPH810T5VH/4 - 38W, 425 mA, Preheat Start Lamp
GPH810T5VH/4 | 425 | 38 | Preheat | GPH810T5VH/4 - 38W, 425 mA, Preheat Start Lamp
GPH841T5HO | 800 | 86 | Preheat | GPH841T5HO - 86W, 800 mA, Preheat Start Lamp
GPH841T5HO | 800 | 86 | Preheat | GPH841T5HO - 86W, 800 mA, Preheat Start Lamp
GPH841T5HO | 800 | 86 | Preheat | GPH841T5HO - 86W, 800 mA, Preheat Start Lamp
GPH841T5HO | 800 | 86 | Preheat | GPH841T5HO - 86W, 800 mA, Preheat Start Lamp
GPH841T5HO | 800 | 86 | Preheat | GPH841T5HO - 86W, 800 mA, Preheat Start Lamp
GPH841T5HO | 800 | 86 | Preheat | GPH841T5HO - 86W, 800 mA, Preheat Start Lamp
GPH841T5HO | 800 | 86 | Preheat | GPH841T5HO - 86W, 800 mA, Preheat Start Lamp
GPH843T5L | 425 | 41 | Preheat | GPH843T5L - 41W, 425 mA, Preheat Start Lamp
GPH843T5L | 425 | 41 | Preheat | GPH843T5L - 41W, 425 mA, Preheat Start Lamp
GPH843T5L | 425 | 41 | Preheat | GPH843T5L - 41W, 425 mA, Preheat Start Lamp
GPH843T5VH | 425 | 41 | Preheat | GPH843T5VH - 41W, 425 mA, Preheat Start Lamp
GPH843T5VH | 425 | 41 | Preheat | GPH843T5VH - 41W, 425 mA, Preheat Start Lamp
GPH843T5VH | 425 | 41 | Preheat | GPH843T5VH - 41W, 425 mA, Preheat Start Lamp
GPH846T5HO/4PSE | 800 | 75 | Preheat | GPH846T5HO/4PSE - 75W, 800 mA, Preheat Start Lamp
GPH846T5HO/4PSE | 800 | 75 | Preheat | GPH846T5HO/4PSE - 75W, 800 mA, Preheat Start Lamp
GPH846T5HO/4PSE | 800 | 75 | Preheat | GPH846T5HO/4PSE - 75W, 800 mA, Preheat Start Lamp
GPH846T5HO/4PSE | 800 | 75 | Preheat | GPH846T5HO/4PSE - 75W, 800 mA, Preheat Start Lamp
GPH846T5HO/4PSE | 800 | 75 | Preheat | GPH846T5HO/4PSE - 75W, 800 mA, Preheat Start Lamp
GPH846T5HO/4PSE | 800 | 75 | Preheat | GPH846T5HO/4PSE - 75W, 800 mA, Preheat Start Lamp
GPH846T5HO/4PSE | 800 | 75 | Preheat | GPH846T5HO/4PSE - 75W, 800 mA, Preheat Start Lamp
GPH846T5L/HO | 800 | 75 | Preheat | GPH846T5L/HO - 75W, 800 mA, Preheat Start Lamp
GPH846T5L/HO | 800 | 75 | Preheat | GPH846T5L/HO - 75W, 800 mA, Preheat Start Lamp
GPH846T5L/HO | 800 | 75 | Preheat | GPH846T5L/HO - 75W, 800 mA, Preheat Start Lamp
GPH846T5L/HO | 800 | 75 | Preheat | GPH846T5L/HO - 75W, 800 mA, Preheat Start Lamp
GPH846T5L/HO | 800 | 75 | Preheat | GPH846T5L/HO - 75W, 800 mA, Preheat Start Lamp
GPH846T5L/HO | 800 | 75 | Preheat | GPH846T5L/HO - 75W, 800 mA, Preheat Start Lamp
GPH846T5L/HO | 800 | 75 | Preheat | GPH846T5L/HO - 75W, 800 mA, Preheat Start Lamp
GPH846T5L/HO/4PSE | 800 | 75 | Preheat | GPH846T5L/HO/4PSE - 75W, 800 mA, Preheat Start Lamp
GPH846T5L/HO/4PSE | 800 | 75 | Preheat | GPH846T5L/HO/4PSE - 75W, 800 mA, Preheat Start Lamp
GPH846T5L/HO/4PSE | 800 | 75 | Preheat | GPH846T5L/HO/4PSE - 75W, 800 mA, Preheat Start Lamp
GPH846T5L/HO/4PSE | 800 | 75 | Preheat | GPH846T5L/HO/4PSE - 75W, 800 mA, Preheat Start Lamp
GPH846T5L/HO/4PSE | 800 | 75 | Preheat | GPH846T5L/HO/4PSE - 75W, 800 mA, Preheat Start Lamp
GPH846T5L/HO/4PSE | 800 | 75 | Preheat | GPH846T5L/HO/4PSE - 75W, 800 mA, Preheat Start Lamp
GPH846T5L/HO/4PSE | 800 | 75 | Preheat | GPH846T5L/HO/4PSE - 75W, 800 mA, Preheat Start Lamp
GPH846T5VH/HO | 800 | 75 | Preheat | GPH846T5VH/HO - 75W, 800 mA, Preheat Start Lamp
GPH846T5VH/HO | 800 | 75 | Preheat | GPH846T5VH/HO - 75W, 800 mA, Preheat Start Lamp
GPH846T5VH/HO | 800 | 75 | Preheat | GPH846T5VH/HO - 75W, 800 mA, Preheat Start Lamp
GPH846T5VH/HO | 800 | 75 | Preheat | GPH846T5VH/HO - 75W, 800 mA, Preheat Start Lamp
GPH846T5VH/HO | 800 | 75 | Preheat | GPH846T5VH/HO - 75W, 800 mA, Preheat Start Lamp
GPH846T5VH/HO | 800 | 75 | Preheat | GPH846T5VH/HO - 75W, 800 mA, Preheat Start Lamp
GPH846T5VH/HO | 800 | 75 | Preheat | GPH846T5VH/HO - 75W, 800 mA, Preheat Start Lamp
GPH846T5VH/HO/4PSE | 800 | 75 | Preheat | GPH846T5VH/HO/4PSE - 75W, 800 mA, Preheat Start Lamp
GPH846T5VH/HO/4PSE | 800 | 75 | Preheat | GPH846T5VH/HO/4PSE - 75W, 800 mA, Preheat Start Lamp
GPH846T5VH/HO/4PSE | 800 | 75 | Preheat | GPH846T5VH/HO/4PSE - 75W, 800 mA, Preheat Start Lamp
GPH846T5VH/HO/4PSE | 800 | 75 | Preheat | GPH846T5VH/HO/4PSE - 75W, 800 mA, Preheat Start Lamp
GPH846T5VH/HO/4PSE | 800 | 75 | Preheat | GPH846T5VH/HO/4PSE - 75W, 800 mA, Preheat Start Lamp
GPH846T5VH/HO/4PSE | 800 | 75 | Preheat | GPH846T5VH/HO/4PSE - 75W, 800 mA, Preheat Start Lamp
GPH846T5VH/HO/4PSE | 800 | 75 | Preheat | GPH846T5VH/HO/4PSE - 75W, 800 mA, Preheat Start Lamp
GPH893T5HO/4PSE | 800 | 95 | Preheat | GPH893T5HO/4PSE - 95W, 800 mA, Preheat Start Lamp
GPH893T5HO/4PSE | 800 | 95 | Preheat | GPH893T5HO/4PSE - 95W, 800 mA, Preheat Start Lamp
GPH893T5HO/4PSE | 800 | 95 | Preheat | GPH893T5HO/4PSE - 95W, 800 mA, Preheat Start Lamp
GPH893T5HO/4PSE | 800 | 95 | Preheat | GPH893T5HO/4PSE - 95W, 800 mA, Preheat Start Lamp
GPH893T5HO/4PSE | 800 | 95 | Preheat | GPH893T5HO/4PSE - 95W, 800 mA, Preheat Start Lamp
GPH893T5HO/4PSE | 800 | 95 | Preheat | GPH893T5HO/4PSE - 95W, 800 mA, Preheat Start Lamp
GPH893T5L/HO | 800 | 95 | Preheat | GPH893T5L/HO - 95W, 800 mA, Preheat Start Lamp
GPH893T5L/HO | 800 | 95 | Preheat | GPH893T5L/HO - 95W, 800 mA, Preheat Start Lamp
GPH893T5L/HO | 800 | 95 | Preheat | GPH893T5L/HO - 95W, 800 mA, Preheat Start Lamp
GPH893T5L/HO | 800 | 95 | Preheat | GPH893T5L/HO - 95W, 800 mA, Preheat Start Lamp
GPH893T5L/HO | 800 | 95 | Preheat | GPH893T5L/HO - 95W, 800 mA, Preheat Start Lamp
GPH893T5L/HO | 800 | 95 | Preheat | GPH893T5L/HO - 95W, 800 mA, Preheat Start Lamp
GPH893T5L/HO/4PSE | 800 | 95 | Preheat | GPH893T5L/HO/4PSE - 95W, 800 mA, Preheat Start Lamp
GPH893T5L/HO/4PSE | 800 | 95 | Preheat | GPH893T5L/HO/4PSE - 95W, 800 mA, Preheat Start Lamp
GPH893T5L/HO/4PSE | 800 | 95 | Preheat | GPH893T5L/HO/4PSE - 95W, 800 mA, Preheat Start Lamp
GPH893T5L/HO/4PSE | 800 | 95 | Preheat | GPH893T5L/HO/4PSE - 95W, 800 mA, Preheat Start Lamp
GPH893T5L/HO/4PSE | 800 | 95 | Preheat | GPH893T5L/HO/4PSE - 95W, 800 mA, Preheat Start Lamp
GPH893T5L/HO/4PSE | 800 | 95 | Preheat | GPH893T5L/HO/4PSE - 95W, 800 mA, Preheat Start Lamp
GPH893T5VH/HO | 800 | 95 | Preheat | GPH893T5VH/HO - 95W, 800 mA, Preheat Start Lamp
GPH893T5VH/HO | 800 | 95 | Preheat | GPH893T5VH/HO - 95W, 800 mA, Preheat Start Lamp
GPH893T5VH/HO | 800 | 95 | Preheat | GPH893T5VH/HO - 95W, 800 mA, Preheat Start Lamp
GPH893T5VH/HO | 800 | 95 | Preheat | GPH893T5VH/HO - 95W, 800 mA, Preheat Start Lamp
GPH893T5VH/HO | 800 | 95 | Preheat | GPH893T5VH/HO - 95W, 800 mA, Preheat Start Lamp
GPH893T5VH/HO | 800 | 95 | Preheat | GPH893T5VH/HO - 95W, 800 mA, Preheat Start Lamp
GPH893T5VH/HO/4PSE | 800 | 95 | Preheat | GPH893T5VH/HO/4PSE - 95W, 800 mA, Preheat Start Lamp
GPH893T5VH/HO/4PSE | 800 | 95 | Preheat | GPH893T5VH/HO/4PSE - 95W, 800 mA, Preheat Start Lamp
GPH893T5VH/HO/4PSE | 800 | 95 | Preheat | GPH893T5VH/HO/4PSE - 95W, 800 mA, Preheat Start Lamp
GPH893T5VH/HO/4PSE | 800 | 95 | Preheat | GPH893T5VH/HO/4PSE - 95W, 800 mA, Preheat Start Lamp
GPH893T5VH/HO/4PSE | 800 | 95 | Preheat | GPH893T5VH/HO/4PSE - 95W, 800 mA, Preheat Start Lamp
GPH893T5VH/HO/4PSE | 800 | 95 | Preheat | GPH893T5VH/HO/4PSE - 95W, 800 mA, Preheat Start Lamp
GPH914T5L/4P | 425 | 44 | Preheat | GPH914T5L/4P - 44W, 425 mA, Preheat Start Lamp
GPH914T5L/4P | 425 | 44 | Preheat | GPH914T5L/4P - 44W, 425 mA, Preheat Start Lamp
GPH914T5L/4P | 425 | 44 | Preheat | GPH914T5L/4P - 44W, 425 mA, Preheat Start Lamp
GPH914T5L/4P | 425 | 44 | Preheat | GPH914T5L/4P - 44W, 425 mA, Preheat Start Lamp
GPHA1000T6L | 1800 | 150 | Preheat | GPHA1000T6L - 150W, 1800 mA, Preheat Start Lamp
GPHA1554T6L | 1800 | 240 | Preheat | GPHA1554T6L - 240W, 1800 mA, Preheat Start Lamp
GPHA357T6L | 1800 | 57 | Preheat | GPHA357T6L - 57W, 1800 mA, Preheat Start Lamp
GPHA843T6L | 1800 | 127 | Preheat | GPHA843T6L - 127W, 1800 mA, Preheat Start Lamp
GPHHA1000T6L | 2100 | 150 | Preheat | GPHHA1000T6L - 150W, 2100 mA, Preheat Start Lamp
GPHHA1554T6L | 2100 | 240 | Preheat | GPHHA1554T6L - 240W, 2100 mA, Preheat Start Lamp
GPHHA357T6L | 2100 | 65 | Preheat | GPHHA357T6L - 65W, 2100 mA, Preheat Start Lamp
GPHHA843T6L | 2100 | 172 | Preheat | GPHHA843T6L - 172W, 2100 mA, Preheat Start Lamp
GPL18K | 375 | 18 | Preheat | GPL18K - 18W, 375 mA, Preheat Start Lamp
GPL18K | 375 | 18 | Preheat | GPL18K - 18W, 375 mA, Preheat Start Lamp
GPL18K | 375 | 18 | Preheat | GPL18K - 18W, 375 mA, Preheat Start Lamp
GPL18K | 375 | 18 | Preheat | GPL18K - 18W, 375 mA, Preheat Start Lamp
GPL18K | 375 | 18 | Preheat | GPL18K - 18W, 375 mA, Preheat Start Lamp
GPL36K | 435 | 36 | Preheat | GPL36K - 36W, 435 mA, Preheat Start Lamp
GPL36K | 435 | 36 | Preheat | GPL36K - 36W, 435 mA, Preheat Start Lamp
GPL36K | 435 | 36 | Preheat | GPL36K - 36W, 435 mA, Preheat Start Lamp
GPL36K | 435 | 36 | Preheat | GPL36K - 36W, 435 mA, Preheat Start Lamp
GSL692T5L | 425 | 32 | Instant | GSL692T5L - 32W, 425 mA, Instant Start Lamp
GU22-10T5L | 425 | 17 | Instant | GU22-10T5L - 17W, 425 mA, Instant Start Lamp
GU22-10T5VH | 425 | 17 | Instant | GU22-10T5VH - 17W, 425 mA, Instant Start Lamp
GU22-36T5L | 425 | 41 | Instant | GU22-36T5L - 41W, 425 mA, Instant Start Lamp
GU22-36T5L | 425 | 41 | Instant | GU22-36T5L - 41W, 425 mA, Instant Start Lamp
GU22-36T5VH | 425 | 41 | Instant | GU22-36T5VH - 41W, 425 mA, Instant Start Lamp
GU22-36T5VH | 425 | 41 | Instant | GU22-36T5VH - 41W, 425 mA, Instant Start Lamp
GU22-390T5L | 425 | 36 | Instant | GU22-390T5L - 36W, 425 mA, Instant Start Lamp
GU22-390T5VH | 425 | 36 | Instant | GU22-390T5VH - 36W, 425 mA, Instant Start Lamp
GU76-10T5L | 425 | 17 | Instant | GU76-10T5L - 17W, 425 mA, Instant Start Lamp
GU76-10T5VH | 425 | 17 | Instant | GU76-10T5VH - 17W, 425 mA, Instant Start Lamp
GU76-36T5L | 425 | 41 | Instant | GU76-36T5L - 41W, 425 mA, Instant Start Lamp
GU76-36T5L | 425 | 41 | Instant | GU76-36T5L - 41W, 425 mA, Instant Start Lamp
GU76-36T5VH | 425 | 41 | Instant | GU76-36T5VH - 41W, 425 mA, Instant Start Lamp
GU76-36T5VH | 425 | 41 | Instant | GU76-36T5VH - 41W, 425 mA, Instant Start Lamp
GU76-390T5L | 425 | 37 | Instant | GU76-390T5L - 37W, 425 mA, Instant Start Lamp
GU76-390T5VH | 425 | 37 | Instant | GU76-390T5VH - 37W, 425 mA, Instant Start Lamp
GXO36T5L | 800 | 87 | Preheat | GXO36T5L - 87W, 800 mA, Preheat Start Lamp
GXO36T5L | 800 | 87 | Preheat | GXO36T5L - 87W, 800 mA, Preheat Start Lamp
GXO36T5L | 800 | 87 | Preheat | GXO36T5L - 87W, 800 mA, Preheat Start Lamp
GXO36T5L | 800 | 87 | Preheat | GXO36T5L - 87W, 800 mA, Preheat Start Lamp
GXO36T5L | 800 | 87 | Preheat | GXO36T5L - 87W, 800 mA, Preheat Start Lamp
GXO36T5L | 800 | 87 | Preheat | GXO36T5L - 87W, 800 mA, Preheat Start Lamp
GXO36T5L | 800 | 87 | Preheat | GXO36T5L - 87W, 800 mA, Preheat Start Lamp
GXO436T5L | 800 | 48 | Preheat | GXO436T5L - 48W, 800 mA, Preheat Start Lamp
GXO436T5L | 800 | 48 | Preheat | GXO436T5L - 48W, 800 mA, Preheat Start Lamp
GXO436T5L | 800 | 48 | Preheat | GXO436T5L - 48W, 800 mA, Preheat Start Lamp
GXO436T5L | 800 | 48 | Preheat | GXO436T5L - 48W, 800 mA, Preheat Start Lamp
GXO436T5L | 800 | 48 | Preheat | GXO436T5L - 48W, 800 mA, Preheat Start Lamp
GXO436T5L | 800 | 48 | Preheat | GXO436T5L - 48W, 800 mA, Preheat Start Lamp
GXO436T5L | 800 | 48 | Preheat | GXO436T5L - 48W, 800 mA, Preheat Start Lamp
GXO64T5L | 800 | 155 | Preheat | GXO64T5L - 155W, 800 mA, Preheat Start Lamp
GXO64T5L | 800 | 155 | Preheat | GXO64T5L - 155W, 800 mA, Preheat Start Lamp
GXO64T5L | 800 | 155 | Preheat | GXO64T5L - 155W, 800 mA, Preheat Start Lamp
GXO64T5L | 800 | 155 | Preheat | GXO64T5L - 155W, 800 mA, Preheat Start Lamp
GXO846T5L | 800 | 87 | Preheat | GXO846T5L - 87W, 800 mA, Preheat Start Lamp
GXO846T5L | 800 | 87 | Preheat | GXO846T5L - 87W, 800 mA, Preheat Start Lamp
GXO846T5L | 800 | 87 | Preheat | GXO846T5L - 87W, 800 mA, Preheat Start Lamp
GXO846T5L | 800 | 87 | Preheat | GXO846T5L - 87W, 800 mA, Preheat Start Lamp
GXO846T5L | 800 | 87 | Preheat | GXO846T5L - 87W, 800 mA, Preheat Start Lamp
GXO846T5L | 800 | 87 | Preheat | GXO846T5L - 87W, 800 mA, Preheat Start Lamp
GXO846T5L | 800 | 87 | Preheat | GXO846T5L - 87W, 800 mA, Preheat Start Lamp
GXO893T5L | 800 | 95 | Preheat | GXO893T5L - 95W, 800 mA, Preheat Start Lamp
GXO893T5L | 800 | 95 | Preheat | GXO893T5L - 95W, 800 mA, Preheat Start Lamp
GXO893T5L | 800 | 95 | Preheat | GXO893T5L - 95W, 800 mA, Preheat Start Lamp
GXO893T5L | 800 | 95 | Preheat | GXO893T5L - 95W, 800 mA, Preheat Start Lamp
GXO893T5L | 800 | 95 | Preheat | GXO893T5L - 95W, 800 mA, Preheat Start Lamp
GXO893T5L | 800 | 95 | Preheat | GXO893T5L - 95W, 800 mA, Preheat Start Lamp
HNS 11W G5 | 410 | 11 | Preheat | HNS 11W G5 - 11W, 410 mA, Preheat Start Lamp
HNS 11W G5 | 410 | 11 | Preheat | HNS 11W G5 - 11W, 410 mA, Preheat Start Lamp
HNS 11W G5 | 410 | 11 | Preheat | HNS 11W G5 - 11W, 410 mA, Preheat Start Lamp
HNS 11W G5 | 410 | 11 | Preheat | HNS 11W G5 - 11W, 410 mA, Preheat Start Lamp
HNS 11W G5 | 410 | 11 | Preheat | HNS 11W G5 - 11W, 410 mA, Preheat Start Lamp
HNS 11W G5 | 410 | 11 | Preheat | HNS 11W G5 - 11W, 410 mA, Preheat Start Lamp
HNS 15W G13 | 330 | 15 | Preheat | HNS 15W G13 - 15W, 330 mA, Preheat Start Lamp
HNS 15W G13 | 330 | 15 | Preheat | HNS 15W G13 - 15W, 330 mA, Preheat Start Lamp
HNS 16W 4P SE | 400 | 16 | Preheat | HNS 16W 4P SE - 16W, 400 mA, Preheat Start Lamp
HNS 16W 4P SE | 400 | 16 | Preheat | HNS 16W 4P SE - 16W, 400 mA, Preheat Start Lamp
HNS 16W 4P SE | 400 | 16 | Preheat | HNS 16W 4P SE - 16W, 400 mA, Preheat Start Lamp
HNS 16W 4P SE | 400 | 16 | Preheat | HNS 16W 4P SE - 16W, 400 mA, Preheat Start Lamp
HNS 16W 4P SE | 400 | 16 | Preheat | HNS 16W 4P SE - 16W, 400 mA, Preheat Start Lamp
HNS 16W 4P SE | 400 | 16 | Preheat | HNS 16W 4P SE - 16W, 400 mA, Preheat Start Lamp
HNS 16W G5 | 430 | 16 | Preheat | HNS 16W G5 - 16W, 430 mA, Preheat Start Lamp
HNS 16W G5 | 430 | 16 | Preheat | HNS 16W G5 - 16W, 430 mA, Preheat Start Lamp
HNS 16W G5 | 430 | 16 | Preheat | HNS 16W G5 - 16W, 430 mA, Preheat Start Lamp
HNS 16W G5 | 430 | 16 | Preheat | HNS 16W G5 - 16W, 430 mA, Preheat Start Lamp
HNS 16W G5 | 430 | 16 | Preheat | HNS 16W G5 - 16W, 430 mA, Preheat Start Lamp
HNS 16W G5 | 430 | 16 | Preheat | HNS 16W G5 - 16W, 430 mA, Preheat Start Lamp
HNS 20W 4P SE | 450 | 20 | Preheat | HNS 20W 4P SE - 20W, 450 mA, Preheat Start Lamp
HNS 20W 4P SE | 450 | 20 | Preheat | HNS 20W 4P SE - 20W, 450 mA, Preheat Start Lamp
HNS 20W 4P SE | 450 | 20 | Preheat | HNS 20W 4P SE - 20W, 450 mA, Preheat Start Lamp
HNS 20W 4P SE | 450 | 20 | Preheat | HNS 20W 4P SE - 20W, 450 mA, Preheat Start Lamp
HNS 20W 4P SE | 450 | 20 | Preheat | HNS 20W 4P SE - 20W, 450 mA, Preheat Start Lamp
HNS 25W G13 | 600 | 25 | Preheat | HNS 25W G13 - 25W, 600 mA, Preheat Start Lamp
HNS 30W G13 | 360 | 30 | Preheat | HNS 30W G13 - 30W, 360 mA, Preheat Start Lamp
HNS 30W G13 | 360 | 30 | Preheat | HNS 30W G13 - 30W, 360 mA, Preheat Start Lamp
HNS 30W G13 | 360 | 30 | Preheat | HNS 30W G13 - 30W, 360 mA, Preheat Start Lamp
HNS 30W G13 | 360 | 30 | Preheat | HNS 30W G13 - 30W, 360 mA, Preheat Start Lamp
HNS 36W 4P SE | 430 | 36 | Preheat | HNS 36W 4P SE - 36W, 430 mA, Preheat Start Lamp
HNS 36W 4P SE | 430 | 36 | Preheat | HNS 36W 4P SE - 36W, 430 mA, Preheat Start Lamp
HNS 36W 4P SE | 430 | 36 | Preheat | HNS 36W 4P SE - 36W, 430 mA, Preheat Start Lamp
HNS 36W 4P SE | 430 | 36 | Preheat | HNS 36W 4P SE - 36W, 430 mA, Preheat Start Lamp
HNS 36W G13 | 440 | 36 | Preheat | HNS 36W G13 - 36W, 440 mA, Preheat Start Lamp
HNS 36W G13 | 440 | 36 | Preheat | HNS 36W G13 - 36W, 440 mA, Preheat Start Lamp
HNS 36W G13 | 440 | 36 | Preheat | HNS 36W G13 - 36W, 440 mA, Preheat Start Lamp
HNS 36W G13 | 440 | 36 | Preheat | HNS 36W G13 - 36W, 440 mA, Preheat Start Lamp
HNS 55 W G13 | 550 | 55 | Preheat | HNS 55 W G13 - 55W, 550 mA, Preheat Start Lamp
HNS 6 W G5 | 160 | 6 | Preheat | HNS 6 W G5 - 6W, 160 mA, Preheat Start Lamp
HNS 6 W G5 | 160 | 6 | Preheat | HNS 6 W G5 - 6W, 160 mA, Preheat Start Lamp
HNS 6 W G5 | 160 | 6 | Preheat | HNS 6 W G5 - 6W, 160 mA, Preheat Start Lamp
HNS 6 W G5 | 160 | 6 | Preheat | HNS 6 W G5 - 6W, 160 mA, Preheat Start Lamp
HNS 8 W G5 | 150 | 8 | Preheat | HNS 8 W G5 - 8W, 150 mA, Preheat Start Lamp
HNS 8 W G5 | 150 | 8 | Preheat | HNS 8 W G5 - 8W, 150 mA, Preheat Start Lamp
HNS 8 W G5 | 150 | 8 | Preheat | HNS 8 W G5 - 8W, 150 mA, Preheat Start Lamp
HNS 8 W G5 | 150 | 8 | Preheat | HNS 8 W G5 - 8W, 150 mA, Preheat Start Lamp
HNS L 18 W 2G11 | 375 | 18 | Preheat | HNS L 18 W 2G11 - 18W, 375 mA, Preheat Start Lamp
HNS L 18 W 2G11 | 375 | 18 | Preheat | HNS L 18 W 2G11 - 18W, 375 mA, Preheat Start Lamp
HNS L 18 W 2G11 | 375 | 18 | Preheat | HNS L 18 W 2G11 - 18W, 375 mA, Preheat Start Lamp
HNS L 18 W 2G11 | 375 | 18 | Preheat | HNS L 18 W 2G11 - 18W, 375 mA, Preheat Start Lamp
HNS L 18 W 2G11 | 375 | 18 | Preheat | HNS L 18 W 2G11 - 18W, 375 mA, Preheat Start Lamp
HNS L 24 W 2G11 | 340 | 24 | Preheat | HNS L 24 W 2G11 - 24W, 340 mA, Preheat Start Lamp
HNS L 24 W 2G11 | 340 | 24 | Preheat | HNS L 24 W 2G11 - 24W, 340 mA, Preheat Start Lamp
HNS L 36 W 2G11 | 440 | 36 | Preheat | HNS L 36 W 2G11 - 36W, 440 mA, Preheat Start Lamp
HNS L 36 W 2G11 | 440 | 36 | Preheat | HNS L 36 W 2G11 - 36W, 440 mA, Preheat Start Lamp
HNS L 36 W 2G11 | 440 | 36 | Preheat | HNS L 36 W 2G11 - 36W, 440 mA, Preheat Start Lamp
HNS L 36 W 2G11 | 440 | 36 | Preheat | HNS L 36 W 2G11 - 36W, 440 mA, Preheat Start Lamp
HNS L 55W 2G11 | 550 | 55 | Preheat | HNS L 55W 2G11 - 55W, 550 mA, Preheat Start Lamp
HNS L 60W 2G11 | 800 | 60 | Preheat | HNS L 60W 2G11 - 60W, 800 mA, Preheat Start Lamp
HNS L 60W 2G11 | 800 | 60 | Preheat | HNS L 60W 2G11 - 60W, 800 mA, Preheat Start Lamp
HNS L 60W 2G11 | 800 | 60 | Preheat | HNS L 60W 2G11 - 60W, 800 mA, Preheat Start Lamp
HNS L 60W 2G11 | 800 | 60 | Preheat | HNS L 60W 2G11 - 60W, 800 mA, Preheat Start Lamp
HNS L 60W 2G11 | 800 | 60 | Preheat | HNS L 60W 2G11 - 60W, 800 mA, Preheat Start Lamp
HNS L 60W 2G11 | 800 | 60 | Preheat | HNS L 60W 2G11 - 60W, 800 mA, Preheat Start Lamp
HNS L 60W 2G11 | 800 | 60 | Preheat | HNS L 60W 2G11 - 60W, 800 mA, Preheat Start Lamp
HNS L 95 W 2G11 | 800 | 95 | Preheat | HNS L 95 W 2G11 - 95W, 800 mA, Preheat Start Lamp
HNS L 95 W 2G11 | 800 | 95 | Preheat | HNS L 95 W 2G11 - 95W, 800 mA, Preheat Start Lamp
HNS L 95 W 2G11 | 800 | 95 | Preheat | HNS L 95 W 2G11 - 95W, 800 mA, Preheat Start Lamp
HNS L 95 W 2G11 | 800 | 95 | Preheat | HNS L 95 W 2G11 - 95W, 800 mA, Preheat Start Lamp
HNS L 95 W 2G11 | 800 | 95 | Preheat | HNS L 95 W 2G11 - 95W, 800 mA, Preheat Start Lamp
HNS L 95 W 2G11 | 800 | 95 | Preheat | HNS L 95 W 2G11 - 95W, 800 mA, Preheat Start Lamp
HNS S 13 W GX23 | 280 | 13 | Preheat | HNS S 13 W GX23 - 13W, 280 mA, Preheat Start Lamp
HNS S 13 W GX23 | 280 | 13 | Preheat | HNS S 13 W GX23 - 13W, 280 mA, Preheat Start Lamp
HNS S 5 W G23 | 180 | 5 | Rapid | HNS S 5 W G23 - 5W, 180 mA, Rapid Start Lamp
HNS S 5 W G23 | 180 | 5 | Rapid | HNS S 5 W G23 - 5W, 180 mA, Rapid Start Lamp
HNS S 5 W G23 | 180 | 5 | Rapid | HNS S 5 W G23 - 5W, 180 mA, Rapid Start Lamp
HNS S 5 W G23 | 180 | 5 | Rapid | HNS S 5 W G23 - 5W, 180 mA, Rapid Start Lamp
HNS S 7 W G23 | 170 | 7 | Rapid | HNS S 7 W G23 - 7W, 170 mA, Rapid Start Lamp
HNS S 7 W G23 | 170 | 7 | Rapid | HNS S 7 W G23 - 7W, 170 mA, Rapid Start Lamp
HNS S 7 W G23 | 170 | 7 | Rapid | HNS S 7 W G23 - 7W, 170 mA, Rapid Start Lamp
HNS S 7 W G23 | 170 | 7 | Rapid | HNS S 7 W G23 - 7W, 170 mA, Rapid Start Lamp
HNS S 9 W G23 | 170 | 9 | Preheat | HNS S 9 W G23 - 9W, 170 mA, Preheat Start Lamp
HNS S 9 W G23 | 170 | 9 | Preheat | HNS S 9 W G23 - 9W, 170 mA, Preheat Start Lamp
HNS S 9 W G23 | 170 | 9 | Preheat | HNS S 9 W G23 - 9W, 170 mA, Preheat Start Lamp
HNS S 9 W G23 | 170 | 9 | Preheat | HNS S 9 W G23 - 9W, 170 mA, Preheat Start Lamp
HNS S/E 11 W 2G7 | 150 | 11 | Preheat | HNS S/E 11 W 2G7 - 11W, 150 mA, Preheat Start Lamp
HNS S/E 11 W 2G7 | 150 | 11 | Preheat | HNS S/E 11 W 2G7 - 11W, 150 mA, Preheat Start Lamp
HNS S/E 11 W 2G7 | 150 | 11 | Preheat | HNS S/E 11 W 2G7 - 11W, 150 mA, Preheat Start Lamp
HNS S/E 11 W 2G7 | 150 | 11 | Preheat | HNS S/E 11 W 2G7 - 11W, 150 mA, Preheat Start Lamp
HNS S/E 7 W 2G7 | 170 | 7 | Rapid | HNS S/E 7 W 2G7 - 7W, 170 mA, Rapid Start Lamp
HNS S/E 7 W 2G7 | 170 | 7 | Rapid | HNS S/E 7 W 2G7 - 7W, 170 mA, Rapid Start Lamp
HNS S/E 7 W 2G7 | 170 | 7 | Rapid | HNS S/E 7 W 2G7 - 7W, 170 mA, Rapid Start Lamp
HNS S/E 7 W 2G7 | 170 | 7 | Rapid | HNS S/E 7 W 2G7 - 7W, 170 mA, Rapid Start Lamp
HNS S/E 9W 2G7 | 170 | 9 | Preheat | HNS S/E 9W 2G7 - 9W, 170 mA, Preheat Start Lamp
HNS S/E 9W 2G7 | 170 | 9 | Preheat | HNS S/E 9W 2G7 - 9W, 170 mA, Preheat Start Lamp
HNS S/E 9W 2G7 | 170 | 9 | Preheat | HNS S/E 9W 2G7 - 9W, 170 mA, Preheat Start Lamp
HNS S/E 9W 2G7 | 170 | 9 | Preheat | HNS S/E 9W 2G7 - 9W, 170 mA, Preheat Start Lamp
HNS S11W G23 | 160 | 11 | Preheat | HNS S11W G23 - 11W, 160 mA, Preheat Start Lamp
HNS S11W G23 | 160 | 11 | Preheat | HNS S11W G23 - 11W, 160 mA, Preheat Start Lamp
HNS S11W G23 | 160 | 11 | Preheat | HNS S11W G23 - 11W, 160 mA, Preheat Start Lamp
HNS S11W G23 | 160 | 11 | Preheat | HNS S11W G23 - 11W, 160 mA, Preheat Start Lamp
LTC125T5SE | 800 | 155 | Preheat | LTC125T5SE - 155W, 800 mA, Preheat Start Lamp
LTC125T5SE | 800 | 155 | Preheat | LTC125T5SE - 155W, 800 mA, Preheat Start Lamp
LTC125T5SE | 800 | 155 | Preheat | LTC125T5SE - 155W, 800 mA, Preheat Start Lamp
LTC125T5SE | 800 | 155 | Preheat | LTC125T5SE - 155W, 800 mA, Preheat Start Lamp
LTC40T5 | 425 | 41 | Instant | LTC40T5 - 41W, 425 mA, Instant Start Lamp
LTC40T5 | 425 | 41 | Instant | LTC40T5 - 41W, 425 mA, Instant Start Lamp
LTC40T5SE | 425 | 41 | Preheat | LTC40T5SE - 41W, 425 mA, Preheat Start Lamp
LTC40T5SE | 425 | 41 | Preheat | LTC40T5SE - 41W, 425 mA, Preheat Start Lamp
LTC40T5SE | 425 | 41 | Preheat | LTC40T5SE - 41W, 425 mA, Preheat Start Lamp
LTC55T8 | 800 | 55 | Preheat | LTC55T8 - 55W, 800 mA, Preheat Start Lamp
LTC55T8 | 800 | 55 | Preheat | LTC55T8 - 55W, 800 mA, Preheat Start Lamp
LTC55T8 | 800 | 55 | Preheat | LTC55T8 - 55W, 800 mA, Preheat Start Lamp
LTC55T8 | 800 | 55 | Preheat | LTC55T8 - 55W, 800 mA, Preheat Start Lamp
LTC55T8 | 800 | 55 | Preheat | LTC55T8 - 55W, 800 mA, Preheat Start Lamp
LTC55T8 | 800 | 55 | Preheat | LTC55T8 - 55W, 800 mA, Preheat Start Lamp
LTC55T8 | 800 | 55 | Preheat | LTC55T8 - 55W, 800 mA, Preheat Start Lamp
LTC64T5 | 425 | 76 | Instant | LTC64T5 - 76W, 425 mA, Instant Start Lamp
LTC64T5 | 425 | 76 | Instant | LTC64T5 - 76W, 425 mA, Instant Start Lamp
LTC64T5SE | 425 | 76 | Preheat | LTC64T5SE - 76W, 425 mA, Preheat Start Lamp
LTC64T5SE | 425 | 76 | Preheat | LTC64T5SE - 76W, 425 mA, Preheat Start Lamp
LTC80T5SE | 800 | 83 | Preheat | LTC80T5SE - 83W, 800 mA, Preheat Start Lamp
LTC80T5SE | 800 | 83 | Preheat | LTC80T5SE - 83W, 800 mA, Preheat Start Lamp
LTC80T5SE | 800 | 83 | Preheat | LTC80T5SE - 83W, 800 mA, Preheat Start Lamp
LTC80T5SE | 800 | 83 | Preheat | LTC80T5SE - 83W, 800 mA, Preheat Start Lamp
LTC80T5SE | 800 | 83 | Preheat | LTC80T5SE - 83W, 800 mA, Preheat Start Lamp
LTC80T5SE | 800 | 83 | Preheat | LTC80T5SE - 83W, 800 mA, Preheat Start Lamp
LTC80T5SE | 800 | 83 | Preheat | LTC80T5SE - 83W, 800 mA, Preheat Start Lamp
LTCQ35WHO/2G11 | 850 | 36 | Preheat | LTCQ35WHO/2G11 - 36W, 850 mA, Preheat Start Lamp
LTCQ35WHO/2G11 | 850 | 36 | Preheat | LTCQ35WHO/2G11 - 36W, 850 mA, Preheat Start Lamp
LTCQ35WHO/2G11 | 850 | 36 | Preheat | LTCQ35WHO/2G11 - 36W, 850 mA, Preheat Start Lamp
LTCQ35WHO/2G11 | 850 | 36 | Preheat | LTCQ35WHO/2G11 - 36W, 850 mA, Preheat Start Lamp
LTCQ35WHO/2G11 | 850 | 36 | Preheat | LTCQ35WHO/2G11 - 36W, 850 mA, Preheat Start Lamp
NNI150/76XL | 2100 | 172 | Preheat | NNI150/76XL - 172W, 2100 mA, Preheat Start Lamp
PL-S 9W/4P/TUV | 170 | 9 | Preheat | PL-S 9W/4P/TUV - 9W, 170 mA, Preheat Start Lamp
PL-S 9W/4P/TUV | 170 | 9 | Preheat | PL-S 9W/4P/TUV - 9W, 170 mA, Preheat Start Lamp
PL-S 9W/4P/TUV | 170 | 9 | Preheat | PL-S 9W/4P/TUV - 9W, 170 mA, Preheat Start Lamp
PL-S 9W/4P/TUV | 170 | 9 | Preheat | PL-S 9W/4P/TUV - 9W, 170 mA, Preheat Start Lamp
PL-S 9W/TUV | 170 | 9 | Preheat | PL-S 9W/TUV - 9W, 170 mA, Preheat Start Lamp
PL-S 9W/TUV | 170 | 9 | Preheat | PL-S 9W/TUV - 9W, 170 mA, Preheat Start Lamp
PL-S 9W/TUV | 170 | 9 | Preheat | PL-S 9W/TUV - 9W, 170 mA, Preheat Start Lamp
PL-S 9W/TUV | 170 | 9 | Preheat | PL-S 9W/TUV - 9W, 170 mA, Preheat Start Lamp
PLL18W/TUV | 375 | 18 | Preheat | PLL18W/TUV - 18W, 375 mA, Preheat Start Lamp
PLL18W/TUV | 375 | 18 | Preheat | PLL18W/TUV - 18W, 375 mA, Preheat Start Lamp
PLL18W/TUV | 375 | 18 | Preheat | PLL18W/TUV - 18W, 375 mA, Preheat Start Lamp
PLL18W/TUV | 375 | 18 | Preheat | PLL18W/TUV - 18W, 375 mA, Preheat Start Lamp
PLL18W/TUV | 375 | 18 | Preheat | PLL18W/TUV - 18W, 375 mA, Preheat Start Lamp
PLL24W/TUV | 345 | 24 | Preheat | PLL24W/TUV - 24W, 345 mA, Preheat Start Lamp
PLL24W/TUV | 345 | 24 | Preheat | PLL24W/TUV - 24W, 345 mA, Preheat Start Lamp
PLL35WHO/TUV | 850 | 35 | Preheat | PLL35WHO/TUV - 35W, 850 mA, Preheat Start Lamp
PLL35WHO/TUV | 850 | 35 | Preheat | PLL35WHO/TUV - 35W, 850 mA, Preheat Start Lamp
PLL35WHO/TUV | 850 | 35 | Preheat | PLL35WHO/TUV - 35W, 850 mA, Preheat Start Lamp
PLL35WHO/TUV | 850 | 35 | Preheat | PLL35WHO/TUV - 35W, 850 mA, Preheat Start Lamp
PLL35WHO/TUV | 850 | 35 | Preheat | PLL35WHO/TUV - 35W, 850 mA, Preheat Start Lamp
PLL36W/TUV | 435 | 36 | Preheat | PLL36W/TUV - 36W, 435 mA, Preheat Start Lamp
PLL36W/TUV | 435 | 36 | Preheat | PLL36W/TUV - 36W, 435 mA, Preheat Start Lamp
PLL36W/TUV | 435 | 36 | Preheat | PLL36W/TUV - 36W, 435 mA, Preheat Start Lamp
PLL36W/TUV | 435 | 36 | Preheat | PLL36W/TUV - 36W, 435 mA, Preheat Start Lamp
PLL60WHO/TUV | 800 | 60 | Preheat | PLL60WHO/TUV - 60W, 800 mA, Preheat Start Lamp
PLL60WHO/TUV | 800 | 60 | Preheat | PLL60WHO/TUV - 60W, 800 mA, Preheat Start Lamp
PLL60WHO/TUV | 800 | 60 | Preheat | PLL60WHO/TUV - 60W, 800 mA, Preheat Start Lamp
PLL60WHO/TUV | 800 | 60 | Preheat | PLL60WHO/TUV - 60W, 800 mA, Preheat Start Lamp
PLL60WHO/TUV | 800 | 60 | Preheat | PLL60WHO/TUV - 60W, 800 mA, Preheat Start Lamp
PLL60WHO/TUV | 800 | 60 | Preheat | PLL60WHO/TUV - 60W, 800 mA, Preheat Start Lamp
PLL60WHO/TUV | 800 | 60 | Preheat | PLL60WHO/TUV - 60W, 800 mA, Preheat Start Lamp
PLL95WHO/TUV | 800 | 95 | Preheat | PLL95WHO/TUV - 95W, 800 mA, Preheat Start Lamp
PLL95WHO/TUV | 800 | 95 | Preheat | PLL95WHO/TUV - 95W, 800 mA, Preheat Start Lamp
PLL95WHO/TUV | 800 | 95 | Preheat | PLL95WHO/TUV - 95W, 800 mA, Preheat Start Lamp
PLL95WHO/TUV | 800 | 95 | Preheat | PLL95WHO/TUV - 95W, 800 mA, Preheat Start Lamp
PLL95WHO/TUV | 800 | 95 | Preheat | PLL95WHO/TUV - 95W, 800 mA, Preheat Start Lamp
PLL95WHO/TUV | 800 | 95 | Preheat | PLL95WHO/TUV - 95W, 800 mA, Preheat Start Lamp
S36RL | 420 | 40 | Preheat | S36RL - 40W, 420 mA, Preheat Start Lamp
S36RL | 420 | 40 | Preheat | S36RL - 40W, 420 mA, Preheat Start Lamp
S36RL | 420 | 40 | Preheat | S36RL - 40W, 420 mA, Preheat Start Lamp
S36RL | 420 | 40 | Preheat | S36RL - 40W, 420 mA, Preheat Start Lamp
TUV 10W | 220 | 9 | Preheat | TUV 10W - 9W, 220 mA, Preheat Start Lamp
TUV 10W | 220 | 9 | Preheat | TUV 10W - 9W, 220 mA, Preheat Start Lamp
TUV 10W | 220 | 9 | Preheat | TUV 10W - 9W, 220 mA, Preheat Start Lamp
TUV 10W | 220 | 9 | Preheat | TUV 10W - 9W, 220 mA, Preheat Start Lamp
TUV 11W FAM | 400 | 11 | Preheat | TUV 11W FAM - 11W, 400 mA, Preheat Start Lamp
TUV 11W FAM | 400 | 11 | Preheat | TUV 11W FAM - 11W, 400 mA, Preheat Start Lamp
TUV 11W FAM | 400 | 11 | Preheat | TUV 11W FAM - 11W, 400 mA, Preheat Start Lamp
TUV 11W FAM | 400 | 11 | Preheat | TUV 11W FAM - 11W, 400 mA, Preheat Start Lamp
TUV 11W FAM | 400 | 11 | Preheat | TUV 11W FAM - 11W, 400 mA, Preheat Start Lamp
TUV 11W FAM | 400 | 11 | Preheat | TUV 11W FAM - 11W, 400 mA, Preheat Start Lamp
TUV 130W XPT | 2100 | 130 | Preheat | TUV 130W XPT - 130W, 2100 mA, Preheat Start Lamp
TUV 15W SLV | 335 | 16 | Preheat | TUV 15W SLV - 16W, 335 mA, Preheat Start Lamp
TUV 15W SLV | 335 | 16 | Preheat | TUV 15W SLV - 16W, 335 mA, Preheat Start Lamp
TUV 16W 4P-SE | 400 | 16 | Preheat | TUV 16W 4P-SE - 16W, 400 mA, Preheat Start Lamp
TUV 16W 4P-SE | 400 | 16 | Preheat | TUV 16W 4P-SE - 16W, 400 mA, Preheat Start Lamp
TUV 16W 4P-SE | 400 | 16 | Preheat | TUV 16W 4P-SE - 16W, 400 mA, Preheat Start Lamp
TUV 16W 4P-SE | 400 | 16 | Preheat | TUV 16W 4P-SE - 16W, 400 mA, Preheat Start Lamp
TUV 16W 4P-SE | 400 | 16 | Preheat | TUV 16W 4P-SE - 16W, 400 mA, Preheat Start Lamp
TUV 16W 4P-SE | 400 | 16 | Preheat | TUV 16W 4P-SE - 16W, 400 mA, Preheat Start Lamp
TUV 16W FAM | 400 | 16 | Preheat | TUV 16W FAM - 16W, 400 mA, Preheat Start Lamp
TUV 16W FAM | 400 | 16 | Preheat | TUV 16W FAM - 16W, 400 mA, Preheat Start Lamp
TUV 16W FAM | 400 | 16 | Preheat | TUV 16W FAM - 16W, 400 mA, Preheat Start Lamp
TUV 16W FAM | 400 | 16 | Preheat | TUV 16W FAM - 16W, 400 mA, Preheat Start Lamp
TUV 16W FAM | 400 | 16 | Preheat | TUV 16W FAM - 16W, 400 mA, Preheat Start Lamp
TUV 16W FAM | 400 | 16 | Preheat | TUV 16W FAM - 16W, 400 mA, Preheat Start Lamp
TUV 16W G16T5 | 400 | 16 | Preheat | TUV 16W G16T5 - 16W, 400 mA, Preheat Start Lamp
TUV 16W G16T5 | 400 | 16 | Preheat | TUV 16W G16T5 - 16W, 400 mA, Preheat Start Lamp
TUV 16W G16T5 | 400 | 16 | Preheat | TUV 16W G16T5 - 16W, 400 mA, Preheat Start Lamp
TUV 16W G16T5 | 400 | 16 | Preheat | TUV 16W G16T5 - 16W, 400 mA, Preheat Start Lamp
TUV 16W G16T5 | 400 | 16 | Preheat | TUV 16W G16T5 - 16W, 400 mA, Preheat Start Lamp
TUV 16W G16T5 | 400 | 16 | Preheat | TUV 16W G16T5 - 16W, 400 mA, Preheat Start Lamp
TUV 180W XPT | 2100 | 180 | Preheat | TUV 180W XPT - 180W, 2100 mA, Preheat Start Lamp
TUV 18W | 375 | 18 | Preheat | TUV 18W - 18W, 375 mA, Preheat Start Lamp
TUV 18W | 375 | 18 | Preheat | TUV 18W - 18W, 375 mA, Preheat Start Lamp
TUV 18W | 375 | 18 | Preheat | TUV 18W - 18W, 375 mA, Preheat Start Lamp
TUV 18W | 375 | 18 | Preheat | TUV 18W - 18W, 375 mA, Preheat Start Lamp
TUV 18W | 375 | 18 | Preheat | TUV 18W - 18W, 375 mA, Preheat Start Lamp
TUV 200W XPT | 2100 | 200 | Preheat | TUV 200W XPT - 200W, 2100 mA, Preheat Start Lamp
TUV 20W 4P SE | 450 | 20 | Preheat | TUV 20W 4P SE - 20W, 450 mA, Preheat Start Lamp
TUV 20W 4P SE | 450 | 20 | Preheat | TUV 20W 4P SE - 20W, 450 mA, Preheat Start Lamp
TUV 20W 4P SE | 450 | 20 | Preheat | TUV 20W 4P SE - 20W, 450 mA, Preheat Start Lamp
TUV 20W 4P SE | 450 | 20 | Preheat | TUV 20W 4P SE - 20W, 450 mA, Preheat Start Lamp
TUV 20W 4P SE | 450 | 20 | Preheat | TUV 20W 4P SE - 20W, 450 mA, Preheat Start Lamp
TUV 20W FAM | 450 | 20 | Preheat | TUV 20W FAM - 20W, 450 mA, Preheat Start Lamp
TUV 20W FAM | 450 | 20 | Preheat | TUV 20W FAM - 20W, 450 mA, Preheat Start Lamp
TUV 20W FAM | 450 | 20 | Preheat | TUV 20W FAM - 20W, 450 mA, Preheat Start Lamp
TUV 20W FAM | 450 | 20 | Preheat | TUV 20W FAM - 20W, 450 mA, Preheat Start Lamp
TUV 20W FAM | 450 | 20 | Preheat | TUV 20W FAM - 20W, 450 mA, Preheat Start Lamp
TUV 240W XPT | 2100 | 240 | Preheat | TUV 240W XPT - 240W, 2100 mA, Preheat Start Lamp
TUV 25W 1SL | 612 | 25 | Preheat | TUV 25W 1SL - 25W, 612 mA, Preheat Start Lamp
TUV 25W 4P SE | 350 | 23 | Preheat | TUV 25W 4P SE - 23W, 350 mA, Preheat Start Lamp
TUV 25W 4P SE | 350 | 23 | Preheat | TUV 25W 4P SE - 23W, 350 mA, Preheat Start Lamp
TUV 30W | 360 | 30 | Preheat | TUV 30W - 30W, 360 mA, Preheat Start Lamp
TUV 30W | 360 | 30 | Preheat | TUV 30W - 30W, 360 mA, Preheat Start Lamp
TUV 30W | 360 | 30 | Preheat | TUV 30W - 30W, 360 mA, Preheat Start Lamp
TUV 30W | 360 | 30 | Preheat | TUV 30W - 30W, 360 mA, Preheat Start Lamp
TUV 36 4P-SE T5 | 425 | 40 | Preheat | TUV 36 4P-SE T5 - 40W, 425 mA, Preheat Start Lamp
TUV 36 4P-SE T5 | 425 | 40 | Preheat | TUV 36 4P-SE T5 - 40W, 425 mA, Preheat Start Lamp
TUV 36 4P-SE T5 | 425 | 40 | Preheat | TUV 36 4P-SE T5 - 40W, 425 mA, Preheat Start Lamp
TUV 36 4P-SE T5 | 425 | 40 | Preheat | TUV 36 4P-SE T5 - 40W, 425 mA, Preheat Start Lamp
TUV 36 SPT5 | 425 | 40 | Instant | TUV 36 SPT5 - 40W, 425 mA, Instant Start Lamp
TUV 36 T5/HO | 800 | 75 | Preheat | TUV 36 T5/HO - 75W, 800 mA, Preheat Start Lamp
TUV 36 T5/HO | 800 | 75 | Preheat | TUV 36 T5/HO - 75W, 800 mA, Preheat Start Lamp
TUV 36 T5/HO | 800 | 75 | Preheat | TUV 36 T5/HO - 75W, 800 mA, Preheat Start Lamp
TUV 36 T5/HO | 800 | 75 | Preheat | TUV 36 T5/HO - 75W, 800 mA, Preheat Start Lamp
TUV 36 T5/HO | 800 | 75 | Preheat | TUV 36 T5/HO - 75W, 800 mA, Preheat Start Lamp
TUV 36 T5/HO | 800 | 75 | Preheat | TUV 36 T5/HO - 75W, 800 mA, Preheat Start Lamp
TUV 36 T5/HO | 800 | 75 | Preheat | TUV 36 T5/HO - 75W, 800 mA, Preheat Start Lamp
TUV 36T5 HO 4P-SE | 800 | 75 | Preheat | TUV 36T5 HO 4P-SE - 75W, 800 mA, Preheat Start Lamp
TUV 36T5 HO 4P-SE | 800 | 75 | Preheat | TUV 36T5 HO 4P-SE - 75W, 800 mA, Preheat Start Lamp
TUV 36T5 HO 4P-SE | 800 | 75 | Preheat | TUV 36T5 HO 4P-SE - 75W, 800 mA, Preheat Start Lamp
TUV 36T5 HO 4P-SE | 800 | 75 | Preheat | TUV 36T5 HO 4P-SE - 75W, 800 mA, Preheat Start Lamp
TUV 36T5 HO 4P-SE | 800 | 75 | Preheat | TUV 36T5 HO 4P-SE - 75W, 800 mA, Preheat Start Lamp
TUV 36T5 HO 4P-SE | 800 | 75 | Preheat | TUV 36T5 HO 4P-SE - 75W, 800 mA, Preheat Start Lamp
TUV 36T5 HO 4P-SE | 800 | 75 | Preheat | TUV 36T5 HO 4P-SE - 75W, 800 mA, Preheat Start Lamp
TUV 36W | 435 | 36 | Preheat | TUV 36W - 36W, 435 mA, Preheat Start Lamp
TUV 36W | 435 | 36 | Preheat | TUV 36W - 36W, 435 mA, Preheat Start Lamp
TUV 36W | 435 | 36 | Preheat | TUV 36W - 36W, 435 mA, Preheat Start Lamp
TUV 36W | 435 | 36 | Preheat | TUV 36W - 36W, 435 mA, Preheat Start Lamp
TUV 55W HO | 765 | 55 | Preheat | TUV 55W HO - 55W, 765 mA, Preheat Start Lamp
TUV 55W HO | 765 | 55 | Preheat | TUV 55W HO - 55W, 765 mA, Preheat Start Lamp
TUV 55W HO | 765 | 55 | Preheat | TUV 55W HO - 55W, 765 mA, Preheat Start Lamp
TUV 55W HO | 765 | 55 | Preheat | TUV 55W HO - 55W, 765 mA, Preheat Start Lamp
TUV 55W HO | 765 | 55 | Preheat | TUV 55W HO - 55W, 765 mA, Preheat Start Lamp
TUV 5W | 180 | 5 | Rapid | TUV 5W - 5W, 180 mA, Rapid Start Lamp
TUV 5W | 180 | 5 | Rapid | TUV 5W - 5W, 180 mA, Rapid Start Lamp
TUV 5W | 180 | 5 | Rapid | TUV 5W - 5W, 180 mA, Rapid Start Lamp
TUV 5W | 180 | 5 | Rapid | TUV 5W - 5W, 180 mA, Rapid Start Lamp
TUV 64 4P-SE T5 | 425 | 75 | Preheat | TUV 64 4P-SE T5 - 75W, 425 mA, Preheat Start Lamp
TUV 64 4P-SE T5 | 425 | 75 | Preheat | TUV 64 4P-SE T5 - 75W, 425 mA, Preheat Start Lamp
TUV 64 SPT5 | 425 | 75 | Instant | TUV 64 SPT5 - 75W, 425 mA, Instant Start Lamp
TUV 64 SPT5 | 425 | 75 | Instant | TUV 64 SPT5 - 75W, 425 mA, Instant Start Lamp
TUV 64 T5/HO | 800 | 145 | Preheat | TUV 64 T5/HO - 145W, 800 mA, Preheat Start Lamp
TUV 64 T5/HO | 800 | 145 | Preheat | TUV 64 T5/HO - 145W, 800 mA, Preheat Start Lamp
TUV 64 T5/HO | 800 | 145 | Preheat | TUV 64 T5/HO - 145W, 800 mA, Preheat Start Lamp
TUV 64 T5/HO | 800 | 145 | Preheat | TUV 64 T5/HO - 145W, 800 mA, Preheat Start Lamp
TUV 64T5 HO 4P SE | 800 | 145 | Preheat | TUV 64T5 HO 4P SE - 145W, 800 mA, Preheat Start Lamp
TUV 64T5 HO 4P SE | 800 | 145 | Preheat | TUV 64T5 HO 4P SE - 145W, 800 mA, Preheat Start Lamp
TUV 64T5 HO 4P SE | 800 | 145 | Preheat | TUV 64T5 HO 4P SE - 145W, 800 mA, Preheat Start Lamp
TUV 64T5 HO 4P SE | 800 | 145 | Preheat | TUV 64T5 HO 4P SE - 145W, 800 mA, Preheat Start Lamp
TUV 64T5 HO 4P-SE | 800 | 145 | Preheat | TUV 64T5 HO 4P-SE - 145W, 800 mA, Preheat Start Lamp
TUV 64T5 HO 4P-SE | 800 | 145 | Preheat | TUV 64T5 HO 4P-SE - 145W, 800 mA, Preheat Start Lamp
TUV 64T5 HO 4P-SE | 800 | 145 | Preheat | TUV 64T5 HO 4P-SE - 145W, 800 mA, Preheat Start Lamp
TUV 64T5 HO 4P-SE | 800 | 145 | Preheat | TUV 64T5 HO 4P-SE - 145W, 800 mA, Preheat Start Lamp
TUV 6W | 160 | 6 | Rapid | TUV 6W - 6W, 160 mA, Rapid Start Lamp
TUV 6W | 160 | 6 | Rapid | TUV 6W - 6W, 160 mA, Rapid Start Lamp
TUV 6W | 160 | 6 | Rapid | TUV 6W - 6W, 160 mA, Rapid Start Lamp
TUV 6W | 160 | 6 | Rapid | TUV 6W - 6W, 160 mA, Rapid Start Lamp
TUV 75W HO | 840 | 75 | Preheat | TUV 75W HO - 75W, 840 mA, Preheat Start Lamp
TUV 75W HO | 840 | 75 | Preheat | TUV 75W HO - 75W, 840 mA, Preheat Start Lamp
TUV 75W HO | 840 | 75 | Preheat | TUV 75W HO - 75W, 840 mA, Preheat Start Lamp
TUV 75W HO | 840 | 75 | Preheat | TUV 75W HO - 75W, 840 mA, Preheat Start Lamp
TUV 75W HO | 840 | 75 | Preheat | TUV 75W HO - 75W, 840 mA, Preheat Start Lamp
TUV 75W HO | 840 | 75 | Preheat | TUV 75W HO - 75W, 840 mA, Preheat Start Lamp
TUV 75W HO | 840 | 75 | Preheat | TUV 75W HO - 75W, 840 mA, Preheat Start Lamp
TUV 75W HO 1SL/6 | 800 | 75 | Preheat | TUV 75W HO 1SL/6 - 75W, 800 mA, Preheat Start Lamp
TUV 75W HO 1SL/6 | 800 | 75 | Preheat | TUV 75W HO 1SL/6 - 75W, 800 mA, Preheat Start Lamp
TUV 75W HO 1SL/6 | 800 | 75 | Preheat | TUV 75W HO 1SL/6 - 75W, 800 mA, Preheat Start Lamp
TUV 75W HO 1SL/6 | 800 | 75 | Preheat | TUV 75W HO 1SL/6 - 75W, 800 mA, Preheat Start Lamp
TUV 75W HO 1SL/6 | 800 | 75 | Preheat | TUV 75W HO 1SL/6 - 75W, 800 mA, Preheat Start Lamp
TUV 75W HO 1SL/6 | 800 | 75 | Preheat | TUV 75W HO 1SL/6 - 75W, 800 mA, Preheat Start Lamp
TUV 75W HO 1SL/6 | 800 | 75 | Preheat | TUV 75W HO 1SL/6 - 75W, 800 mA, Preheat Start Lamp
TUV 8T5 | 150 | 8 | Rapid | TUV 8T5 - 8W, 150 mA, Rapid Start Lamp
TUV 8T5 | 150 | 8 | Rapid | TUV 8T5 - 8W, 150 mA, Rapid Start Lamp
TUV 8T5 | 150 | 8 | Rapid | TUV 8T5 - 8W, 150 mA, Rapid Start Lamp
TUV 8T5 | 150 | 8 | Rapid | TUV 8T5 - 8W, 150 mA, Rapid Start Lamp
TUV 8W FAM | 150 | 8 | Rapid | TUV 8W FAM - 8W, 150 mA, Rapid Start Lamp
TUV 8W FAM | 150 | 8 | Rapid | TUV 8W FAM - 8W, 150 mA, Rapid Start Lamp
TUV 8W FAM | 150 | 8 | Rapid | TUV 8W FAM - 8W, 150 mA, Rapid Start Lamp
TUV 8W FAM | 150 | 8 | Rapid | TUV 8W FAM - 8W, 150 mA, Rapid Start Lamp
TUV 95W HO | 800 | 95 | Preheat | TUV 95W HO - 95W, 800 mA, Preheat Start Lamp
TUV 95W HO | 800 | 95 | Preheat | TUV 95W HO - 95W, 800 mA, Preheat Start Lamp
TUV 95W HO | 800 | 95 | Preheat | TUV 95W HO - 95W, 800 mA, Preheat Start Lamp
TUV 95W HO | 800 | 95 | Preheat | TUV 95W HO - 95W, 800 mA, Preheat Start Lamp
TUV 95W HO | 800 | 95 | Preheat | TUV 95W HO - 95W, 800 mA, Preheat Start Lamp
TUV 95W HO | 800 | 95 | Preheat | TUV 95W HO - 95W, 800 mA, Preheat Start Lamp
TUV 9W 4-Pin | 170 | 9 | Preheat | TUV 9W 4-Pin - 9W, 170 mA, Preheat Start Lamp
TUV 9W 4-Pin | 170 | 9 | Preheat | TUV 9W 4-Pin - 9W, 170 mA, Preheat Start Lamp
TUV 9W 4-Pin | 170 | 9 | Preheat | TUV 9W 4-Pin - 9W, 170 mA, Preheat Start Lamp
TUV 9W 4-Pin | 170 | 9 | Preheat | TUV 9W 4-Pin - 9W, 170 mA, Preheat Start Lamp
TUV PL-L 18W | 375 | 18 | Preheat | TUV PL-L 18W - 18W, 375 mA, Preheat Start Lamp
TUV PL-L 18W | 375 | 18 | Preheat | TUV PL-L 18W - 18W, 375 mA, Preheat Start Lamp
TUV PL-L 18W | 375 | 18 | Preheat | TUV PL-L 18W - 18W, 375 mA, Preheat Start Lamp
TUV PL-L 18W | 375 | 18 | Preheat | TUV PL-L 18W - 18W, 375 mA, Preheat Start Lamp
TUV PL-L 18W | 375 | 18 | Preheat | TUV PL-L 18W - 18W, 375 mA, Preheat Start Lamp
TUV PL-L 18W/4P | 375 | 18 | Preheat | TUV PL-L 18W/4P - 18W, 375 mA, Preheat Start Lamp
TUV PL-L 18W/4P | 375 | 18 | Preheat | TUV PL-L 18W/4P - 18W, 375 mA, Preheat Start Lamp
TUV PL-L 18W/4P | 375 | 18 | Preheat | TUV PL-L 18W/4P - 18W, 375 mA, Preheat Start Lamp
TUV PL-L 18W/4P | 375 | 18 | Preheat | TUV PL-L 18W/4P - 18W, 375 mA, Preheat Start Lamp
TUV PL-L 18W/4P | 375 | 18 | Preheat | TUV PL-L 18W/4P - 18W, 375 mA, Preheat Start Lamp
TUV PL-L 35W/4P HO | 850 | 35 | Preheat | TUV PL-L 35W/4P HO - 35W, 850 mA, Preheat Start Lamp
TUV PL-L 35W/4P HO | 850 | 35 | Preheat | TUV PL-L 35W/4P HO - 35W, 850 mA, Preheat Start Lamp
TUV PL-L 35W/4P HO | 850 | 35 | Preheat | TUV PL-L 35W/4P HO - 35W, 850 mA, Preheat Start Lamp
TUV PL-L 35W/4P HO | 850 | 35 | Preheat | TUV PL-L 35W/4P HO - 35W, 850 mA, Preheat Start Lamp
TUV PL-L 35W/4P HO | 850 | 35 | Preheat | TUV PL-L 35W/4P HO - 35W, 850 mA, Preheat Start Lamp
TUV PL-L 35W/HO | 850 | 35 | Preheat | TUV PL-L 35W/HO - 35W, 850 mA, Preheat Start Lamp
TUV PL-L 35W/HO | 850 | 35 | Preheat | TUV PL-L 35W/HO - 35W, 850 mA, Preheat Start Lamp
TUV PL-L 35W/HO | 850 | 35 | Preheat | TUV PL-L 35W/HO - 35W, 850 mA, Preheat Start Lamp
TUV PL-L 35W/HO | 850 | 35 | Preheat | TUV PL-L 35W/HO - 35W, 850 mA, Preheat Start Lamp
TUV PL-L 35W/HO | 850 | 35 | Preheat | TUV PL-L 35W/HO - 35W, 850 mA, Preheat Start Lamp
TUV PL-L 36W/4P | 435 | 36 | Preheat | TUV PL-L 36W/4P - 36W, 435 mA, Preheat Start Lamp
TUV PL-L 36W/4P | 435 | 36 | Preheat | TUV PL-L 36W/4P - 36W, 435 mA, Preheat Start Lamp
TUV PL-L 36W/4P | 435 | 36 | Preheat | TUV PL-L 36W/4P - 36W, 435 mA, Preheat Start Lamp
TUV PL-L 36W/4P | 435 | 36 | Preheat | TUV PL-L 36W/4P - 36W, 435 mA, Preheat Start Lamp
TUV PL-L 55W/4P HF | 525 | 55 | Preheat | TUV PL-L 55W/4P HF - 55W, 525 mA, Preheat Start Lamp
TUV PL-L 60W/4P HO | 800 | 60 | Preheat | TUV PL-L 60W/4P HO - 60W, 800 mA, Preheat Start Lamp
TUV PL-L 60W/4P HO | 800 | 60 | Preheat | TUV PL-L 60W/4P HO - 60W, 800 mA, Preheat Start Lamp
TUV PL-L 60W/4P HO | 800 | 60 | Preheat | TUV PL-L 60W/4P HO - 60W, 800 mA, Preheat Start Lamp
TUV PL-L 60W/4P HO | 800 | 60 | Preheat | TUV PL-L 60W/4P HO - 60W, 800 mA, Preheat Start Lamp
TUV PL-L 60W/4P HO | 800 | 60 | Preheat | TUV PL-L 60W/4P HO - 60W, 800 mA, Preheat Start Lamp
TUV PL-L 60W/4P HO | 800 | 60 | Preheat | TUV PL-L 60W/4P HO - 60W, 800 mA, Preheat Start Lamp
TUV PL-L 60W/4P HO | 800 | 60 | Preheat | TUV PL-L 60W/4P HO - 60W, 800 mA, Preheat Start Lamp
TUV PL-L 95W/4P HO | 800 | 90 | Preheat | TUV PL-L 95W/4P HO - 90W, 800 mA, Preheat Start Lamp
TUV PL-L 95W/4P HO | 800 | 90 | Preheat | TUV PL-L 95W/4P HO - 90W, 800 mA, Preheat Start Lamp
TUV PL-L 95W/4P HO | 800 | 90 | Preheat | TUV PL-L 95W/4P HO - 90W, 800 mA, Preheat Start Lamp
TUV PL-L 95W/4P HO | 800 | 90 | Preheat | TUV PL-L 95W/4P HO - 90W, 800 mA, Preheat Start Lamp
TUV PL-L 95W/4P HO | 800 | 90 | Preheat | TUV PL-L 95W/4P HO - 90W, 800 mA, Preheat Start Lamp
TUV PL-L 95W/4P HO | 800 | 90 | Preheat | TUV PL-L 95W/4P HO - 90W, 800 mA, Preheat Start Lamp
TUV PL-S 13W/2P | 290 | 13 | Instant | TUV PL-S 13W/2P - 13W, 290 mA, Instant Start Lamp
TUV PL-S 13W/2P | 290 | 13 | Instant | TUV PL-S 13W/2P - 13W, 290 mA, Instant Start Lamp
TUV PL-S 40W/4P | 465 | 40 | Preheat | TUV PL-S 40W/4P - 40W, 465 mA, Preheat Start Lamp
TUV PL-S 40W/4P | 465 | 40 | Preheat | TUV PL-S 40W/4P - 40W, 465 mA, Preheat Start Lamp
TUV PL-S 40W/4P | 465 | 40 | Preheat | TUV PL-S 40W/4P - 40W, 465 mA, Preheat Start Lamp
TUV PL-S 40W/4P | 465 | 40 | Preheat | TUV PL-S 40W/4P - 40W, 465 mA, Preheat Start Lamp
TUV PL-S 5W | 180 | 5 | Rapid | TUV PL-S 5W - 5W, 180 mA, Rapid Start Lamp
TUV PL-S 5W | 180 | 5 | Rapid | TUV PL-S 5W - 5W, 180 mA, Rapid Start Lamp
TUV PL-S 5W | 180 | 5 | Rapid | TUV PL-S 5W - 5W, 180 mA, Rapid Start Lamp
TUV PL-S 5W | 180 | 5 | Rapid | TUV PL-S 5W - 5W, 180 mA, Rapid Start Lamp
TUV PL-S 9W/4P | 170 | 9 | Preheat | TUV PL-S 9W/4P - 9W, 170 mA, Preheat Start Lamp
TUV PL-S 9W/4P | 170 | 9 | Preheat | TUV PL-S 9W/4P - 9W, 170 mA, Preheat Start Lamp
TUV PL-S 9W/4P | 170 | 9 | Preheat | TUV PL-S 9W/4P - 9W, 170 mA, Preheat Start Lamp
TUV PL-S 9W/4P | 170 | 9 | Preheat | TUV PL-S 9W/4P - 9W, 170 mA, Preheat Start Lamp
TUV T8 F17 1SL | 236 | 17 | Preheat | TUV T8 F17 1SL - 17W, 236 mA, Preheat Start Lamp
TUV T8 F17 1SL | 236 | 17 | Preheat | TUV T8 F17 1SL - 17W, 236 mA, Preheat Start Lamp

## Full Lamp Name
| Ranking | Lamp Name | Lamp Display Name
23396 Osram HNS S 5 W G23 | 1 | 23396 Osram HNS S 5 W G23 | 23396 Osram HNS S 5 W G23 - 5W, 180 mA, Rapid Start Lamp
GCF5DS/G23/SE/OF | 6 | GCF5DS/G23/SE/OF | GCF5DS/G23/SE/OF - 5W, 180 mA, Rapid Start Lamp
HNS S 5 W G23 | 11 | HNS S 5 W G23 | HNS S 5 W G23 - 5W, 180 mA, Rapid Start Lamp
TUV 5W | 16 | TUV 5W | TUV 5W - 5W, 180 mA, Rapid Start Lamp
TUV PL-S 5W | 21 | TUV PL-S 5W | TUV PL-S 5W - 5W, 180 mA, Rapid Start Lamp
23399 Osram HNS 6 W G5 | 26 | 23399 Osram HNS 6 W G5 | 23399 Osram HNS 6 W G5 - 6W, 160 mA, Preheat Start Lamp
F6T5 | 31 | F6T5 | F6T5 - 6W, 160 mA, Rapid Start Lamp
G6T5 | 36 | G6T5 | G6T5 - 6W, 160 mA, Rapid Start Lamp
G6T5/OF | 41 | G6T5/OF | G6T5/OF - 6W, 160 mA, Rapid Start Lamp
HNS 6 W G5 | 46 | HNS 6 W G5 | HNS 6 W G5 - 6W, 160 mA, Preheat Start Lamp
TUV 6W | 51 | TUV 6W | TUV 6W - 6W, 160 mA, Rapid Start Lamp
20390 Osram HNS S 7 W G23 | 56 | 20390 Osram HNS S 7 W G23 | 20390 Osram HNS S 7 W G23 - 7W, 170 mA, Rapid Start Lamp
GCF7DS/G23/SE/OF | 61 | GCF7DS/G23/SE/OF | GCF7DS/G23/SE/OF - 7W, 170 mA, Rapid Start Lamp
HNS S 7 W G23 | 66 | HNS S 7 W G23 | HNS S 7 W G23 - 7W, 170 mA, Rapid Start Lamp
HNS S/E 7 W 2G7 | 71 | HNS S/E 7 W 2G7 | HNS S/E 7 W 2G7 - 7W, 170 mA, Rapid Start Lamp
21061 Osram HNS 8 W G5 | 76 | 21061 Osram HNS 8 W G5 | 21061 Osram HNS 8 W G5 - 8W, 150 mA, Preheat Start Lamp
F8T5 | 81 | F8T5 | F8T5 - 8W, 150 mA, Rapid Start Lamp
G8T5 | 86 | G8T5 | G8T5 - 8W, 150 mA, Rapid Start Lamp
G8T5/OF | 91 | G8T5/OF | G8T5/OF - 8W, 150 mA, Rapid Start Lamp
HNS 8 W G5 | 96 | HNS 8 W G5 | HNS 8 W G5 - 8W, 150 mA, Preheat Start Lamp
TUV 8T5 | 101 | TUV 8T5 | TUV 8T5 - 8W, 150 mA, Rapid Start Lamp
TUV 8W FAM | 106 | TUV 8W FAM | TUV 8W FAM - 8W, 150 mA, Rapid Start Lamp
21062 Osram HNS S 9 W G23 | 111 | 21062 Osram HNS S 9 W G23 | 21062 Osram HNS S 9 W G23 - 9W, 170 mA, Rapid Start Lamp
Actinic BL PL-S 9W | 116 | Actinic BL PL-S 9W | Actinic BL PL-S 9W - 9W, 170 mA, Preheat Start Lamp
CFT9W/2G7 | 121 | CFT9W/2G7 | CFT9W/2G7 - 9W, 170 mA, Preheat Start Lamp
CFT9W/G23 | 126 | CFT9W/G23 | CFT9W/G23 - 9W, 170 mA, Preheat Start Lamp
GCF9DS/G23/SE/OF | 131 | GCF9DS/G23/SE/OF | GCF9DS/G23/SE/OF - 9W, 170 mA, Preheat Start Lamp
HNS S 9 W G23 | 136 | HNS S 9 W G23 | HNS S 9 W G23 - 9W, 170 mA, Preheat Start Lamp
HNS S/E 9W 2G7 | 141 | HNS S/E 9W 2G7 | HNS S/E 9W 2G7 - 9W, 170 mA, Preheat Start Lamp
PL-S 9W/4P/TUV | 146 | PL-S 9W/4P/TUV | PL-S 9W/4P/TUV - 9W, 170 mA, Preheat Start Lamp
PL-S 9W/TUV | 151 | PL-S 9W/TUV | PL-S 9W/TUV - 9W, 170 mA, Preheat Start Lamp
TUV 10W | 156 | TUV 10W | TUV 10W - 9W, 220 mA, Preheat Start Lamp
TUV 9W 4-Pin | 161 | TUV 9W 4-Pin | TUV 9W 4-Pin - 9W, 170 mA, Preheat Start Lamp
TUV PL-S 9W/4P | 166 | TUV PL-S 9W/4P | TUV PL-S 9W/4P - 9W, 170 mA, Preheat Start Lamp
GPH150T5L/4P | 171 | GPH150T5L/4P | GPH150T5L/4P - 10W, 425 mA, Preheat Start Lamp
GPH212T5L | 176 | GPH212T5L | GPH212T5L - 10W, 425 mA, Preheat Start Lamp
GPH212T5L/4 | 181 | GPH212T5L/4 | GPH212T5L/4 - 10W, 425 mA, Preheat Start Lamp
GPH212T5VH | 186 | GPH212T5VH | GPH212T5VH - 10W, 425 mA, Preheat Start Lamp
GPH212T5VH/4 | 191 | GPH212T5VH/4 | GPH212T5VH/4 - 10W, 425 mA, Preheat Start Lamp
23354 Osram HNS 11W G5 | 196 | 23354 Osram HNS 11W G5 | 23354 Osram HNS 11W G5 - 11W, 410 mA, Preheat Start Lamp
23398 Osram HNS S11W G23 | 201 | 23398 Osram HNS S11W G23 | 23398 Osram HNS S11W G23 - 11W, 150 mA, Preheat Start Lamp
G11T5/OF | 206 | G11T5/OF | G11T5/OF - 11W, 410 mA, Preheat Start Lamp
GCF11DS/G23/SE | 211 | GCF11DS/G23/SE | GCF11DS/G23/SE - 11W, 150 mA, Preheat Start Lamp
HNS 11W G5 | 216 | HNS 11W G5 | HNS 11W G5 - 11W, 410 mA, Preheat Start Lamp
HNS S/E 11 W 2G7 | 221 | HNS S/E 11 W 2G7 | HNS S/E 11 W 2G7 - 11W, 150 mA, Preheat Start Lamp
HNS S11W G23 | 226 | HNS S11W G23 | HNS S11W G23 - 11W, 160 mA, Preheat Start Lamp
TUV 11W FAM | 231 | TUV 11W FAM | TUV 11W FAM - 11W, 400 mA, Preheat Start Lamp
59156 Osram HNS S 13 W GX23 | 236 | 59156 Osram HNS S 13 W GX23 | 59156 Osram HNS S 13 W GX23 - 13W, 280 mA, Preheat Start Lamp
GCF13DS/GX23/OF | 241 | GCF13DS/GX23/OF | GCF13DS/GX23/OF - 13W, 280 mA, Preheat Start Lamp
HNS S 13 W GX23 | 246 | HNS S 13 W GX23 | HNS S 13 W GX23 - 13W, 280 mA, Preheat Start Lamp
TUV PL-S 13W/2P | 251 | TUV PL-S 13W/2P | TUV PL-S 13W/2P - 13W, 290 mA, Instant Start Lamp
G14T5 | 256 | G14T5 | G14T5 - 14W, 400 mA, Instant Start Lamp
GPH287T5L | 261 | GPH287T5L | GPH287T5L - 14W, 425 mA, Preheat Start Lamp
GPH287T5L/4 | 266 | GPH287T5L/4 | GPH287T5L/4 - 14W, 425 mA, Preheat Start Lamp
GPH287T5VH | 271 | GPH287T5VH | GPH287T5VH - 14W, 425 mA, Preheat Start Lamp
GPH287T5VH/4 | 276 | GPH287T5VH/4 | GPH287T5VH/4 - 14W, 425 mA, Preheat Start Lamp
GPH295T5L | 281 | GPH295T5L | GPH295T5L - 14W, 425 mA, Preheat Start Lamp
21259 Osram HNS 15W G13 | 286 | 21259 Osram HNS 15W G13 | 21259 Osram HNS 15W G13 - 15W, 330 mA, Preheat Start Lamp
Actinic BL TL-D 15W | 291 | Actinic BL TL-D 15W | Actinic BL TL-D 15W - 15W, 425 mA, Preheat Start Lamp
G15T8/OF | 296 | G15T8/OF | G15T8/OF - 15W, 330 mA, Preheat Start Lamp
GPH303T5L | 301 | GPH303T5L | GPH303T5L - 15W, 425 mA, Preheat Start Lamp
GPH303T5VH | 306 | GPH303T5VH | GPH303T5VH - 15W, 425 mA, Preheat Start Lamp
GPH305T5 | 311 | GPH305T5 | GPH305T5 - 15W, 425 mA, Preheat Start Lamp
HNS 15W G13 | 316 | HNS 15W G13 | HNS 15W G13 - 15W, 330 mA, Preheat Start Lamp
55030 Osram HNS 16W 4P SE | 321 | 55030 Osram HNS 16W 4P SE | 55030 Osram HNS 16W 4P SE - 16W, 400 mA, Preheat Start Lamp
G10T5 1/2 L | 326 | G10T5 1/2 L | G10T5 1/2 L - 16W, 425 mA, Instant Start Lamp
G10T5 1/2 VH | 331 | G10T5 1/2 VH | G10T5 1/2 VH - 16W, 425 mA, Instant Start Lamp
G16T5/OF | 336 | G16T5/OF | G16T5/OF - 16W, 430 mA, Preheat Start Lamp
G16T5L/4PSE | 341 | G16T5L/4PSE | G16T5L/4PSE - 16W, 400 mA, Preheat Start Lamp
GPH330T5L/4 | 346 | GPH330T5L/4 | GPH330T5L/4 - 16W, 425 mA, Preheat Start Lamp
GPH330T5VH/4 | 351 | GPH330T5VH/4 | GPH330T5VH/4 - 16W, 425 mA, Preheat Start Lamp
HNS 16W 4P SE | 356 | HNS 16W 4P SE | HNS 16W 4P SE - 16W, 400 mA, Preheat Start Lamp
HNS 16W G5 | 361 | HNS 16W G5 | HNS 16W G5 - 16W, 430 mA, Preheat Start Lamp
TUV 15W SLV | 366 | TUV 15W SLV | TUV 15W SLV - 16W, 335 mA, Preheat Start Lamp
TUV 16W 4P-SE | 371 | TUV 16W 4P-SE | TUV 16W 4P-SE - 16W, 400 mA, Preheat Start Lamp
TUV 16W FAM | 376 | TUV 16W FAM | TUV 16W FAM - 16W, 400 mA, Preheat Start Lamp
TUV 16W G16T5 | 381 | TUV 16W G16T5 | TUV 16W G16T5 - 16W, 400 mA, Preheat Start Lamp
10T5VH/C | 386 | 10T5VH/C | 10T5VH/C - 17W, 425 mA, Instant Start Lamp
G10T5L | 391 | G10T5L | G10T5L - 17W, 425 mA, Instant Start Lamp
G10T5L/C | 396 | G10T5L/C | G10T5L/C - 17W, 425 mA, Instant Start Lamp
G10T5VH | 401 | G10T5VH | G10T5VH - 17W, 425 mA, Instant Start Lamp
G10T5VH/C | 406 | G10T5VH/C | G10T5VH/C - 17W, 425 mA, Instant Start Lamp
G18T6L | 411 | G18T6L | G18T6L - 17W, 425 mA, Instant Start Lamp
G18T6VH | 416 | G18T6VH | G18T6VH - 17W, 425 mA, Instant Start Lamp
GPH357T5L | 421 | GPH357T5L | GPH357T5L - 17W, 425 mA, Preheat Start Lamp
GPH357T5L/4 | 426 | GPH357T5L/4 | GPH357T5L/4 - 17W, 425 mA, Preheat Start Lamp
GPH357T5VH | 431 | GPH357T5VH | GPH357T5VH - 17W, 425 mA, Preheat Start Lamp
GPH357T5VH/4 | 436 | GPH357T5VH/4 | GPH357T5VH/4 - 17W, 425 mA, Preheat Start Lamp
GU22-10T5L | 441 | GU22-10T5L | GU22-10T5L - 17W, 425 mA, Instant Start Lamp
GU22-10T5VH | 446 | GU22-10T5VH | GU22-10T5VH - 17W, 425 mA, Instant Start Lamp
GU76-10T5L | 451 | GU76-10T5L | GU76-10T5L - 17W, 425 mA, Instant Start Lamp
GU76-10T5VH | 456 | GU76-10T5VH | GU76-10T5VH - 17W, 425 mA, Instant Start Lamp
TUV T8 F17 1SL | 461 | TUV T8 F17 1SL | TUV T8 F17 1SL - 17W, 236 mA, Preheat Start Lamp
21054 Osram HNS L 18 W 2G11 | 466 | 21054 Osram HNS L 18 W 2G11 | 21054 Osram HNS L 18 W 2G11 - 18W, 380 mA, Preheat Start Lamp
GFT18DL/2G11/SE/OF | 471 | GFT18DL/2G11/SE/OF | GFT18DL/2G11/SE/OF - 18W, 380 mA, Preheat Start Lamp
GPH212T5L/HO | 476 | GPH212T5L/HO | GPH212T5L/HO - 18W, 800 mA, Preheat Start Lamp
GPH212T5VH/HO | 481 | GPH212T5VH/HO | GPH212T5VH/HO - 18W, 800 mA, Preheat Start Lamp
GPH383T5 | 486 | GPH383T5 | GPH383T5 - 18W, 425 mA, Preheat Start Lamp
GPH406T5L/4 | 491 | GPH406T5L/4 | GPH406T5L/4 - 18W, 425 mA, Preheat Start Lamp
GPL18K | 496 | GPL18K | GPL18K - 18W, 375 mA, Preheat Start Lamp
HNS L 18 W 2G11 | 501 | HNS L 18 W 2G11 | HNS L 18 W 2G11 - 18W, 375 mA, Preheat Start Lamp
PLL18W/TUV | 506 | PLL18W/TUV | PLL18W/TUV - 18W, 375 mA, Preheat Start Lamp
TUV 18W | 511 | TUV 18W | TUV 18W - 18W, 375 mA, Preheat Start Lamp
TUV PL-L 18W | 516 | TUV PL-L 18W | TUV PL-L 18W - 18W, 375 mA, Preheat Start Lamp
TUV PL-L 18W/4P | 521 | TUV PL-L 18W/4P | TUV PL-L 18W/4P - 18W, 375 mA, Preheat Start Lamp
55031 Osram HNS 20W 4P SE | 526 | 55031 Osram HNS 20W 4P SE | 55031 Osram HNS 20W 4P SE - 20W, 450 mA, Preheat Start Lamp
Blacklight BL368 Linear T12 | 531 | Blacklight BL368 Linear T12 | Blacklight BL368 Linear T12 - 20W, 370 mA, Preheat Start Lamp
G20T5L/4PSE | 536 | G20T5L/4PSE | G20T5L/4PSE - 20W, 450 mA, Preheat Start Lamp
GPH436T5L/4 | 541 | GPH436T5L/4 | GPH436T5L/4 - 20W, 425 mA, Preheat Start Lamp
GPH436T5VH/4 | 546 | GPH436T5VH/4 | GPH436T5VH/4 - 20W, 425 mA, Preheat Start Lamp
HNS 20W 4P SE | 551 | HNS 20W 4P SE | HNS 20W 4P SE - 20W, 450 mA, Preheat Start Lamp
TUV 20W 4P SE | 556 | TUV 20W 4P SE | TUV 20W 4P SE - 20W, 450 mA, Preheat Start Lamp
TUV 20W FAM | 561 | TUV 20W FAM | TUV 20W FAM - 20W, 450 mA, Preheat Start Lamp
GCL436T5L/Cell | 566 | GCL436T5L/Cell | GCL436T5L/Cell - 21W, 425 mA, Preheat Start Lamp
GCL436T5VH/Cell | 571 | GCL436T5VH/Cell | GCL436T5VH/Cell - 21W, 425 mA, Preheat Start Lamp
GPH436T5L | 576 | GPH436T5L | GPH436T5L - 21W, 425 mA, Preheat Start Lamp
GPH436T5VH | 581 | GPH436T5VH | GPH436T5VH - 21W, 425 mA, Preheat Start Lamp
GPH450T5L/4 | 586 | GPH450T5L/4 | GPH450T5L/4 - 21W, 425 mA, Preheat Start Lamp
GPH450T5VH/4 | 591 | GPH450T5VH/4 | GPH450T5VH/4 - 21W, 425 mA, Preheat Start Lamp
G22T5L/4P | 596 | G22T5L/4P | G22T5L/4P - 22W, 425 mA, Preheat Start Lamp
GPH457T5L/MDBP | 601 | GPH457T5L/MDBP | GPH457T5L/MDBP - 22W, 425 mA, Preheat Start Lamp
GPH463T5L/4 | 606 | GPH463T5L/4 | GPH463T5L/4 - 22W, 425 mA, Preheat Start Lamp
GPH463T5VH/4 | 611 | GPH463T5VH/4 | GPH463T5VH/4 - 22W, 425 mA, Preheat Start Lamp
GPH463T5L | 616 | GPH463T5L | GPH463T5L - 23W, 425 mA, Preheat Start Lamp
TUV 25W 4P SE | 621 | TUV 25W 4P SE | TUV 25W 4P SE - 23W, 350 mA, Preheat Start Lamp
20849 Osram HNS L 24 W 2G11 | 626 | 20849 Osram HNS L 24 W 2G11 | 20849 Osram HNS L 24 W 2G11 - 24W, 340 mA, Preheat Start Lamp
GFT24DL/2G11/SE | 631 | GFT24DL/2G11/SE | GFT24DL/2G11/SE - 24W, 340 mA, Preheat Start Lamp
GPH508T5L/4P | 636 | GPH508T5L/4P | GPH508T5L/4P - 24W, 425 mA, Preheat Start Lamp
HNS L 24 W 2G11 | 641 | HNS L 24 W 2G11 | HNS L 24 W 2G11 - 24W, 340 mA, Preheat Start Lamp
PLL24W/TUV | 646 | PLL24W/TUV | PLL24W/TUV - 24W, 345 mA, Preheat Start Lamp
55197 Osram HNS 25W G13 | 651 | 55197 Osram HNS 25W G13 | 55197 Osram HNS 25W G13 - 25W, 600 mA, Preheat Start Lamp
G24T5L | 656 | G24T5L | G24T5L - 25W, 425 mA, Instant Start Lamp
G24T5VH | 661 | G24T5VH | G24T5VH - 25W, 425 mA, Instant Start Lamp
G24T6L | 666 | G24T6L | G24T6L - 25W, 425 mA, Instant Start Lamp
G24T6VH | 671 | G24T6VH | G24T6VH - 25W, 425 mA, Instant Start Lamp
G25T8/OF | 676 | G25T8/OF | G25T8/OF - 25W, 600 mA, Preheat Start Lamp
HNS 25W G13 | 681 | HNS 25W G13 | HNS 25W G13 - 25W, 600 mA, Preheat Start Lamp
TUV 25W 1SL | 686 | TUV 25W 1SL | TUV 25W 1SL - 25W, 612 mA, Preheat Start Lamp
GPH287T5L/HO | 691 | GPH287T5L/HO | GPH287T5L/HO - 27W, 800 mA, Preheat Start Lamp
GPH287T5VH/HO | 696 | GPH287T5VH/HO | GPH287T5VH/HO - 27W, 800 mA, Preheat Start Lamp
GPH550T5L | 701 | GPH550T5L | GPH550T5L - 28W, 425 mA, Preheat Start Lamp
GPH550T5VH | 706 | GPH550T5VH | GPH550T5VH - 28W, 425 mA, Preheat Start Lamp
GPH303T5L/HO | 711 | GPH303T5L/HO | GPH303T5L/HO - 29W, 800 mA, Preheat Start Lamp
GPH620T5L/4 | 716 | GPH620T5L/4 | GPH620T5L/4 - 29W, 425 mA, Preheat Start Lamp
GPH620T5VH/4 | 721 | GPH620T5VH/4 | GPH620T5VH/4 - 29W, 425 mA, Preheat Start Lamp
21080 Osram HNS 30W G13 | 726 | 21080 Osram HNS 30W G13 | 21080 Osram HNS 30W G13 - 30W, 360 mA, Preheat Start Lamp
G30T8 | 731 | G30T8 | G30T8 - 30W, 370 mA, Preheat Start Lamp
G30T8/OF | 736 | G30T8/OF | G30T8/OF - 30W, 370 mA, Preheat Start Lamp
HNS 30W G13 | 741 | HNS 30W G13 | HNS 30W G13 - 30W, 360 mA, Preheat Start Lamp
TUV 30W | 746 | TUV 30W | TUV 30W - 30W, 360 mA, Preheat Start Lamp
G30T6L | 751 | G30T6L | G30T6L - 32W, 425 mA, Instant Start Lamp
G30T6L/U | 756 | G30T6L/U | G30T6L/U - 32W, 425 mA, Instant Start Lamp
G30T6VH | 761 | G30T6VH | G30T6VH - 32W, 425 mA, Instant Start Lamp
G30T6VH/U | 766 | G30T6VH/U | G30T6VH/U - 32W, 425 mA, Instant Start Lamp
GLS692T5VH | 771 | GLS692T5VH | GLS692T5VH - 32W, 425 mA, Instant Start Lamp
GPH357T5L/HO | 776 | GPH357T5L/HO | GPH357T5L/HO - 32W, 800 mA, Preheat Start Lamp
GPH357T5VH/HO | 781 | GPH357T5VH/HO | GPH357T5VH/HO - 32W, 800 mA, Preheat Start Lamp
GSL692T5L | 786 | GSL692T5L | GSL692T5L - 32W, 425 mA, Instant Start Lamp
GPH711T5L/4P | 791 | GPH711T5L/4P | GPH711T5L/4P - 34W, 425 mA, Preheat Start Lamp
GPH406T5L/HO | 796 | GPH406T5L/HO | GPH406T5L/HO - 35W, 800 mA, Preheat Start Lamp
PLL35WHO/TUV | 801 | PLL35WHO/TUV | PLL35WHO/TUV - 35W, 850 mA, Preheat Start Lamp
TUV PL-L 35W/4P HO | 806 | TUV PL-L 35W/4P HO | TUV PL-L 35W/4P HO - 35W, 850 mA, Preheat Start Lamp
TUV PL-L 35W/HO | 811 | TUV PL-L 35W/HO | TUV PL-L 35W/HO - 35W, 850 mA, Preheat Start Lamp
23392 Osram HNS L 36 W 2G11 | 816 | 23392 Osram HNS L 36 W 2G11 | 23392 Osram HNS L 36 W 2G11 - 36W, 440 mA, Preheat Start Lamp
55032 Osram HNS 36W 4P SE | 821 | 55032 Osram HNS 36W 4P SE | 55032 Osram HNS 36W 4P SE - 36W, 430 mA, Preheat Start Lamp
59985 Osram HNS 36W G13 | 826 | 59985 Osram HNS 36W G13 | 59985 Osram HNS 36W G13 - 36W, 440 mA, Preheat Start Lamp
F36T8BL | 831 | F36T8BL | F36T8BL - 36W, 425 mA, Preheat Start Lamp
G36T5L/4PSE | 836 | G36T5L/4PSE | G36T5L/4PSE - 36W, 430 mA, Preheat Start Lamp
G36T8 | 841 | G36T8 | G36T8 - 36W, 430 mA, Preheat Start Lamp
G36T8/OF | 846 | G36T8/OF | G36T8/OF - 36W, 440 mA, Preheat Start Lamp
GBX36/UVC/2G11 | 851 | GBX36/UVC/2G11 | GBX36/UVC/2G11 - 36W, 440 mA, Preheat Start Lamp
GFT36DL/2G11/SE/OF | 856 | GFT36DL/2G11/SE/OF | GFT36DL/2G11/SE/OF - 36W, 440 mA, Preheat Start Lamp
GPL36K | 861 | GPL36K | GPL36K - 36W, 435 mA, Preheat Start Lamp
GU22-390T5L | 866 | GU22-390T5L | GU22-390T5L - 36W, 425 mA, Instant Start Lamp
GU22-390T5VH | 871 | GU22-390T5VH | GU22-390T5VH - 36W, 425 mA, Instant Start Lamp
HNS 36W 4P SE | 876 | HNS 36W 4P SE | HNS 36W 4P SE - 36W, 430 mA, Preheat Start Lamp
HNS 36W G13 | 881 | HNS 36W G13 | HNS 36W G13 - 36W, 440 mA, Preheat Start Lamp
HNS L 36 W 2G11 | 886 | HNS L 36 W 2G11 | HNS L 36 W 2G11 - 36W, 440 mA, Preheat Start Lamp
LTCQ35WHO/2G11 | 891 | LTCQ35WHO/2G11 | LTCQ35WHO/2G11 - 36W, 850 mA, Preheat Start Lamp
PLL36W/TUV | 896 | PLL36W/TUV | PLL36W/TUV - 36W, 435 mA, Preheat Start Lamp
TUV 36W | 901 | TUV 36W | TUV 36W - 36W, 435 mA, Preheat Start Lamp
TUV PL-L 36W/4P | 906 | TUV PL-L 36W/4P | TUV PL-L 36W/4P - 36W, 435 mA, Preheat Start Lamp
GPH793T5L/4 | 911 | GPH793T5L/4 | GPH793T5L/4 - 37W, 425 mA, Preheat Start Lamp
GPH793T5L/4P | 916 | GPH793T5L/4P | GPH793T5L/4P - 37W, 425 mA, Preheat Start Lamp
GPH793T5VH/4 | 921 | GPH793T5VH/4 | GPH793T5VH/4 - 37W, 425 mA, Preheat Start Lamp
GU76-390T5L | 926 | GU76-390T5L | GU76-390T5L - 37W, 425 mA, Instant Start Lamp
GU76-390T5VH | 931 | GU76-390T5VH | GU76-390T5VH - 37W, 425 mA, Instant Start Lamp
GCL793T5L/Cell | 936 | GCL793T5L/Cell | GCL793T5L/Cell - 38W, 425 mA, Preheat Start Lamp
GCL793T5VH/Cell | 941 | GCL793T5VH/Cell | GCL793T5VH/Cell - 38W, 425 mA, Preheat Start Lamp
GPH793T5L | 946 | GPH793T5L | GPH793T5L - 38W, 425 mA, Preheat Start Lamp
GPH793T5VH | 951 | GPH793T5VH | GPH793T5VH - 38W, 425 mA, Preheat Start Lamp
GPH810T5L/4 | 956 | GPH810T5L/4 | GPH810T5L/4 - 38W, 425 mA, Preheat Start Lamp
GPH810T5VH/4 | 961 | GPH810T5VH/4 | GPH810T5VH/4 - 38W, 425 mA, Preheat Start Lamp
G36T5 | 966 | G36T5 | G36T5 - 39W, 425 mA, Instant Start Lamp
G36T5/4P/SE | 971 | G36T5/4P/SE | G36T5/4P/SE - 39W, 425 mA, Preheat Start Lamp
G36T6L | 976 | G36T6L | G36T6L - 39W, 425 mA, Instant Start Lamp
G36T6L/U | 981 | G36T6L/U | G36T6L/U - 39W, 425 mA, Instant Start Lamp
G36T6VH | 986 | G36T6VH | G36T6VH - 39W, 425 mA, Instant Start Lamp
G36T6VH/U | 991 | G36T6VH/U | G36T6VH/U - 39W, 425 mA, Instant Start Lamp
Actinic BL TL 40W | 996 | Actinic BL TL 40W | Actinic BL TL 40W - 40W, 430 mA, Preheat Start Lamp
G37T6L | 1001 | G37T6L | G37T6L - 40W, 425 mA, Instant Start Lamp
G37T6VH | 1006 | G37T6VH | G37T6VH - 40W, 425 mA, Instant Start Lamp
GPH508T5L/HO/4P | 1011 | GPH508T5L/HO/4P | GPH508T5L/HO/4P - 40W, 800 mA, Preheat Start Lamp
GPH508T5L/HO/4PSE | 1016 | GPH508T5L/HO/4PSE | GPH508T5L/HO/4PSE - 40W, 800 mA, Preheat Start Lamp
S36RL | 1021 | S36RL | S36RL - 40W, 420 mA, Preheat Start Lamp
TUV 36 4P-SE T5 | 1026 | TUV 36 4P-SE T5 | TUV 36 4P-SE T5 - 40W, 425 mA, Preheat Start Lamp
TUV 36 SPT5 | 1031 | TUV 36 SPT5 | TUV 36 SPT5 - 40W, 425 mA, Instant Start Lamp
TUV PL-S 40W/4P | 1036 | TUV PL-S 40W/4P | TUV PL-S 40W/4P - 40W, 465 mA, Preheat Start Lamp
G36T5L | 1041 | G36T5L | G36T5L - 41W, 425 mA, Instant Start Lamp
G36T5VH | 1046 | G36T5VH | G36T5VH - 41W, 425 mA, Instant Start Lamp
G36T6 | 1051 | G36T6 | G36T6 - 41W, 425 mA, Instant Start Lamp
GCL36T5L/Cell | 1056 | GCL36T5L/Cell | GCL36T5L/Cell - 41W, 425 mA, Preheat Start Lamp
GCL36T5VH/Cell | 1061 | GCL36T5VH/Cell | GCL36T5VH/Cell - 41W, 425 mA, Preheat Start Lamp
GPH843T5L | 1066 | GPH843T5L | GPH843T5L - 41W, 425 mA, Preheat Start Lamp
GPH843T5VH | 1071 | GPH843T5VH | GPH843T5VH - 41W, 425 mA, Preheat Start Lamp
GU22-36T5L | 1076 | GU22-36T5L | GU22-36T5L - 41W, 425 mA, Instant Start Lamp
GU22-36T5VH | 1081 | GU22-36T5VH | GU22-36T5VH - 41W, 425 mA, Instant Start Lamp
GU76-36T5L | 1086 | GU76-36T5L | GU76-36T5L - 41W, 425 mA, Instant Start Lamp
GU76-36T5VH | 1091 | GU76-36T5VH | GU76-36T5VH - 41W, 425 mA, Instant Start Lamp
LTC40T5 | 1096 | LTC40T5 | LTC40T5 - 41W, 425 mA, Instant Start Lamp
LTC40T5SE | 1101 | LTC40T5SE | LTC40T5SE - 41W, 425 mA, Preheat Start Lamp
G36T5L/C | 1106 | G36T5L/C | G36T5L/C - 42W, 425 mA, Instant Start Lamp
G36T5VH/C | 1111 | G36T5VH/C | G36T5VH/C - 42W, 425 mA, Instant Start Lamp
GPH436T5L/HO | 1116 | GPH436T5L/HO | GPH436T5L/HO - 42W, 800 mA, Preheat Start Lamp
GPH914T5L/4P | 1121 | GPH914T5L/4P | GPH914T5L/4P - 44W, 425 mA, Preheat Start Lamp
GHO432T5L/MDBP | 1126 | GHO432T5L/MDBP | GHO432T5L/MDBP - 48W, 800 mA, Preheat Start Lamp
GHO436T5L | 1131 | GHO436T5L | GHO436T5L - 48W, 800 mA, Instant Start Lamp
GHO436T5L/4 | 1136 | GHO436T5L/4 | GHO436T5L/4 - 48W, 800 mA, Preheat Start Lamp
GHO436T5L/SPECIAL BASE | 1141 | GHO436T5L/SPECIAL BASE | GHO436T5L/SPECIAL BASE - 48W, 800 mA, Preheat Start Lamp
GPH436T5HO/4PSE | 1146 | GPH436T5HO/4PSE | GPH436T5HO/4PSE - 48W, 800 mA, Preheat Start Lamp
GPH436T5L/HO/4PSE | 1151 | GPH436T5L/HO/4PSE | GPH436T5L/HO/4PSE - 48W, 800 mA, Preheat Start Lamp
GPH436T5VH/HO | 1156 | GPH436T5VH/HO | GPH436T5VH/HO - 48W, 800 mA, Preheat Start Lamp
GXO436T5L | 1161 | GXO436T5L | GXO436T5L - 48W, 800 mA, Preheat Start Lamp
G48T6L | 1166 | G48T6L | G48T6L - 50W, 425 mA, Instant Start Lamp
G48T6L/U | 1171 | G48T6L/U | G48T6L/U - 50W, 425 mA, Instant Start Lamp
G48T6VH/U | 1176 | G48T6VH/U | G48T6VH/U - 50W, 425 mA, Instant Start Lamp
GPH1092T5L/MDBP | 1181 | GPH1092T5L/MDBP | GPH1092T5L/MDBP - 52W, 425 mA, Preheat Start Lamp
21283 Osram HNS 55 W G13 | 1186 | 21283 Osram HNS 55 W G13 | 21283 Osram HNS 55 W G13 - 55W, 770 mA, Preheat Start Lamp
23401 Osram HNS L 55W 2G11 | 1191 | 23401 Osram HNS L 55W 2G11 | 23401 Osram HNS L 55W 2G11 - 55W, 550 mA, Preheat Start Lamp
DULUX L 55 W/865 2G11 | 1196 | DULUX L 55 W/865 2G11 | DULUX L 55 W/865 2G11 - 55W, 550 mA, Preheat Start Lamp
G48T5L | 1201 | G48T5L | G48T5L - 55W, 425 mA, Instant Start Lamp
G55T8/HO | 1206 | G55T8/HO | G55T8/HO - 55W, 770 mA, Preheat Start Lamp
G55T8/OF | 1211 | G55T8/OF | G55T8/OF - 55W, 770 mA, Preheat Start Lamp
GFT55DL/2G11/SE | 1216 | GFT55DL/2G11/SE | GFT55DL/2G11/SE - 55W, 550 mA, Preheat Start Lamp
GPH1148T5L | 1221 | GPH1148T5L | GPH1148T5L - 55W, 425 mA, Preheat Start Lamp
GPH1148T5VH | 1226 | GPH1148T5VH | GPH1148T5VH - 55W, 425 mA, Preheat Start Lamp
HNS 55 W G13 | 1231 | HNS 55 W G13 | HNS 55 W G13 - 55W, 550 mA, Preheat Start Lamp
HNS L 55W 2G11 | 1236 | HNS L 55W 2G11 | HNS L 55W 2G11 - 55W, 550 mA, Preheat Start Lamp
LTC55T8 | 1241 | LTC55T8 | LTC55T8 - 55W, 800 mA, Preheat Start Lamp
TUV 55W HO | 1246 | TUV 55W HO | TUV 55W HO - 55W, 765 mA, Preheat Start Lamp
TUV PL-L 55W/4P HF | 1251 | TUV PL-L 55W/4P HF | TUV PL-L 55W/4P HF - 55W, 525 mA, Preheat Start Lamp
GHO508T5L/HO/4PSE | 1256 | GHO508T5L/HO/4PSE | GHO508T5L/HO/4PSE - 56W, 800 mA, Preheat Start Lamp
GPHA357T6L | 1261 | GPHA357T6L | GPHA357T6L - 57W, 1800 mA, Preheat Start Lamp
23402 Osram HNS L 60W 2G11 | 1266 | 23402 Osram HNS L 60W 2G11 | 23402 Osram HNS L 60W 2G11 - 60W, 800 mA, Preheat Start Lamp
GFT60DL/2G11/SE/OF | 1271 | GFT60DL/2G11/SE/OF | GFT60DL/2G11/SE/OF - 60W, 800 mA, Preheat Start Lamp
GPH600T5L/HO/4P | 1276 | GPH600T5L/HO/4P | GPH600T5L/HO/4P - 60W, 800 mA, Preheat Start Lamp
GPH608T5HO | 1281 | GPH608T5HO | GPH608T5HO - 60W, 800 mA, Preheat Start Lamp
HNS L 60W 2G11 | 1286 | HNS L 60W 2G11 | HNS L 60W 2G11 - 60W, 800 mA, Preheat Start Lamp
PLL60WHO/TUV | 1291 | PLL60WHO/TUV | PLL60WHO/TUV - 60W, 800 mA, Preheat Start Lamp
TUV PL-L 60W/4P HO | 1296 | TUV PL-L 60W/4P HO | TUV PL-L 60W/4P HO - 60W, 800 mA, Preheat Start Lamp
GPH610T5L/HO/4P | 1301 | GPH610T5L/HO/4P | GPH610T5L/HO/4P - 63W, 800 mA, Preheat Start Lamp
G64T5 | 1306 | G64T5 | G64T5 - 65W, 425 mA, Instant Start Lamp
G64T5/4P/SE | 1311 | G64T5/4P/SE | G64T5/4P/SE - 65W, 425 mA, Preheat Start Lamp
GPHHA357T6L | 1316 | GPHHA357T6L | GPHHA357T6L - 65W, 2100 mA, Preheat Start Lamp
GPH793T5L/HO | 1321 | GPH793T5L/HO | GPH793T5L/HO - 72W, 800 mA, Preheat Start Lamp
GPH793T5VH/HO | 1326 | GPH793T5VH/HO | GPH793T5VH/HO - 72W, 800 mA, Preheat Start Lamp
G36T5L/HO/C | 1331 | G36T5L/HO/C | G36T5L/HO/C - 75W, 800 mA, Instant Start Lamp
G36T5VH/HO/C | 1336 | G36T5VH/HO/C | G36T5VH/HO/C - 75W, 800 mA, Instant Start Lamp
G64T5L | 1341 | G64T5L | G64T5L - 75W, 425 mA, Instant Start Lamp
G64T5L/4 | 1346 | G64T5L/4 | G64T5L/4 - 75W, 425 mA, Preheat Start Lamp
G64T5L/C | 1351 | G64T5L/C | G64T5L/C - 75W, 450 mA, Instant Start Lamp
G64T5VH | 1356 | G64T5VH | G64T5VH - 75W, 425 mA, Instant Start Lamp
G64T5VH/C | 1361 | G64T5VH/C | G64T5VH/C - 75W, 450 mA, Instant Start Lamp
GHO36T5L | 1366 | GHO36T5L | GHO36T5L - 75W, 800 mA, Instant Start Lamp
GHO36T5L/4 | 1371 | GHO36T5L/4 | GHO36T5L/4 - 75W, 800 mA, Preheat Start Lamp
GHO36T5L/SPECIAL BASE | 1376 | GHO36T5L/SPECIAL BASE | GHO36T5L/SPECIAL BASE - 75W, 800 mA, Preheat Start Lamp
GHO846T5L | 1381 | GHO846T5L | GHO846T5L - 75W, 800 mA, Instant Start Lamp
GHO846T5L/4 | 1386 | GHO846T5L/4 | GHO846T5L/4 - 75W, 800 mA, Preheat Start Lamp
GPH1554T5L | 1391 | GPH1554T5L | GPH1554T5L - 75W, 425 mA, Preheat Start Lamp
GPH1554T5VH | 1396 | GPH1554T5VH | GPH1554T5VH - 75W, 425 mA, Preheat Start Lamp
GPH846T5HO/4PSE | 1401 | GPH846T5HO/4PSE | GPH846T5HO/4PSE - 75W, 800 mA, Preheat Start Lamp
GPH846T5L/HO | 1406 | GPH846T5L/HO | GPH846T5L/HO - 75W, 800 mA, Preheat Start Lamp
GPH846T5L/HO/4PSE | 1411 | GPH846T5L/HO/4PSE | GPH846T5L/HO/4PSE - 75W, 800 mA, Preheat Start Lamp
GPH846T5VH/HO | 1416 | GPH846T5VH/HO | GPH846T5VH/HO - 75W, 800 mA, Preheat Start Lamp
GPH846T5VH/HO/4PSE | 1421 | GPH846T5VH/HO/4PSE | GPH846T5VH/HO/4PSE - 75W, 800 mA, Preheat Start Lamp
TUV 36 T5/HO | 1426 | TUV 36 T5/HO | TUV 36 T5/HO - 75W, 800 mA, Preheat Start Lamp
TUV 36T5 HO 4P-SE | 1431 | TUV 36T5 HO 4P-SE | TUV 36T5 HO 4P-SE - 75W, 800 mA, Preheat Start Lamp
TUV 64 4P-SE T5 | 1436 | TUV 64 4P-SE T5 | TUV 64 4P-SE T5 - 75W, 425 mA, Preheat Start Lamp
TUV 64 SPT5 | 1441 | TUV 64 SPT5 | TUV 64 SPT5 - 75W, 425 mA, Instant Start Lamp
TUV 75W HO | 1446 | TUV 75W HO | TUV 75W HO - 75W, 840 mA, Preheat Start Lamp
TUV 75W HO 1SL/6 | 1451 | TUV 75W HO 1SL/6 | TUV 75W HO 1SL/6 - 75W, 800 mA, Preheat Start Lamp
LTC64T5 | 1456 | LTC64T5 | LTC64T5 - 76W, 425 mA, Instant Start Lamp
LTC64T5SE | 1461 | LTC64T5SE | LTC64T5SE - 76W, 425 mA, Preheat Start Lamp
G67T5L | 1466 | G67T5L | G67T5L - 79W, 425 mA, Instant Start Lamp
G67T5VH | 1471 | G67T5VH | G67T5VH - 79W, 425 mA, Instant Start Lamp
GPH1630T5L | 1476 | GPH1630T5L | GPH1630T5L - 79W, 425 mA, Preheat Start Lamp
GPH1630T5VH | 1481 | GPH1630T5VH | GPH1630T5VH - 79W, 425 mA, Preheat Start Lamp
LTC80T5SE | 1486 | LTC80T5SE | LTC80T5SE - 83W, 800 mA, Preheat Start Lamp
GHO36T5L/4PSE | 1491 | GHO36T5L/4PSE | GHO36T5L/4PSE - 84W, 800 mA, Preheat Start Lamp
GHO36T5VH/4PSE | 1496 | GHO36T5VH/4PSE | GHO36T5VH/4PSE - 84W, 800 mA, Preheat Start Lamp
GHO893T5L | 1501 | GHO893T5L | GHO893T5L - 85W, 800 mA, Instant Start Lamp
GHO893T5L/4 | 1506 | GHO893T5L/4 | GHO893T5L/4 - 85W, 800 mA, Preheat Start Lamp
GPH841T5HO | 1511 | GPH841T5HO | GPH841T5HO - 86W, 800 mA, Preheat Start Lamp
G36T5HO | 1516 | G36T5HO | G36T5HO - 87W, 800 mA, Instant Start Lamp
GHO36T5VH | 1521 | GHO36T5VH | GHO36T5VH - 87W, 800 mA, Instant Start Lamp
GHO36T5VH/4 | 1526 | GHO36T5VH/4 | GHO36T5VH/4 - 87W, 800 mA, Preheat Start Lamp
GXO36T5L | 1531 | GXO36T5L | GXO36T5L - 87W, 800 mA, Preheat Start Lamp
GXO846T5L | 1536 | GXO846T5L | GXO846T5L - 87W, 800 mA, Preheat Start Lamp
TUV PL-L 95W/4P HO | 1541 | TUV PL-L 95W/4P HO | TUV PL-L 95W/4P HO - 90W, 800 mA, Preheat Start Lamp
23403 Osram HNS L 95 W 2G11 | 1546 | 23403 Osram HNS L 95 W 2G11 | 23403 Osram HNS L 95 W 2G11 - 95W, 800 mA, Preheat Start Lamp
GFT95DL/2G11/SE/OF | 1551 | GFT95DL/2G11/SE/OF | GFT95DL/2G11/SE/OF - 95W, 800 mA, Preheat Start Lamp
GPH893T5HO/4PSE | 1556 | GPH893T5HO/4PSE | GPH893T5HO/4PSE - 95W, 800 mA, Preheat Start Lamp
GPH893T5L/HO | 1561 | GPH893T5L/HO | GPH893T5L/HO - 95W, 800 mA, Preheat Start Lamp
GPH893T5L/HO/4PSE | 1566 | GPH893T5L/HO/4PSE | GPH893T5L/HO/4PSE - 95W, 800 mA, Preheat Start Lamp
GPH893T5VH/HO | 1571 | GPH893T5VH/HO | GPH893T5VH/HO - 95W, 800 mA, Preheat Start Lamp
GPH893T5VH/HO/4PSE | 1576 | GPH893T5VH/HO/4PSE | GPH893T5VH/HO/4PSE - 95W, 800 mA, Preheat Start Lamp
GXO893T5L | 1581 | GXO893T5L | GXO893T5L - 95W, 800 mA, Preheat Start Lamp
HNS L 95 W 2G11 | 1586 | HNS L 95 W 2G11 | HNS L 95 W 2G11 - 95W, 800 mA, Preheat Start Lamp
PLL95WHO/TUV | 1591 | PLL95WHO/TUV | PLL95WHO/TUV - 95W, 800 mA, Preheat Start Lamp
TUV 95W HO | 1596 | TUV 95W HO | TUV 95W HO - 95W, 800 mA, Preheat Start Lamp
GHO48T5L | 1601 | GHO48T5L | GHO48T5L - 119W, 800 mA, Instant Start Lamp
GPH1219T5L/HO/4P | 1606 | GPH1219T5L/HO/4P | GPH1219T5L/HO/4P - 120W, 800 mA, Preheat Start Lamp
GPHA843T6L | 1611 | GPHA843T6L | GPHA843T6L - 127W, 1800 mA, Preheat Start Lamp
TUV 130W XPT | 1616 | TUV 130W XPT | TUV 130W XPT - 130W, 2100 mA, Preheat Start Lamp
G64T5L/HO/C | 1621 | G64T5L/HO/C | G64T5L/HO/C - 145W, 800 mA, Instant Start Lamp
G64T5VH/HO/C | 1626 | G64T5VH/HO/C | G64T5VH/HO/C - 145W, 800 mA, Instant Start Lamp
GHO64T5L | 1631 | GHO64T5L | GHO64T5L - 145W, 800 mA, Instant Start Lamp
GHO64T5L/4 | 1636 | GHO64T5L/4 | GHO64T5L/4 - 145W, 800 mA, Preheat Start Lamp
GHO64T5VH | 1641 | GHO64T5VH | GHO64T5VH - 145W, 800 mA, Instant Start Lamp
GHO64T5VH/4 | 1646 | GHO64T5VH/4 | GHO64T5VH/4 - 145W, 800 mA, Preheat Start Lamp
TUV 64 T5/HO | 1651 | TUV 64 T5/HO | TUV 64 T5/HO - 145W, 800 mA, Preheat Start Lamp
TUV 64T5 HO 4P SE | 1656 | TUV 64T5 HO 4P SE | TUV 64T5 HO 4P SE - 145W, 800 mA, Preheat Start Lamp
TUV 64T5 HO 4P-SE | 1661 | TUV 64T5 HO 4P-SE | TUV 64T5 HO 4P-SE - 145W, 800 mA, Preheat Start Lamp
GPHA1000T6L | 1666 | GPHA1000T6L | GPHA1000T6L - 150W, 1800 mA, Preheat Start Lamp
GPHHA1000T6L | 1671 | GPHHA1000T6L | GPHHA1000T6L - 150W, 2100 mA, Preheat Start Lamp
G64T5HO | 1676 | G64T5HO | G64T5HO - 155W, 800 mA, Instant Start Lamp
GHO64T5L/4PSE | 1681 | GHO64T5L/4PSE | GHO64T5L/4PSE - 155W, 800 mA, Preheat Start Lamp
GHO64T5VH/4PSE | 1686 | GHO64T5VH/4PSE | GHO64T5VH/4PSE - 155W, 800 mA, Preheat Start Lamp
GXO64T5L | 1691 | GXO64T5L | GXO64T5L - 155W, 800 mA, Preheat Start Lamp
LTC125T5SE | 1696 | LTC125T5SE | LTC125T5SE - 155W, 800 mA, Preheat Start Lamp
G67T5HO | 1701 | G67T5HO | G67T5HO - 160W, 800 mA, Instant Start Lamp
GPHHA843T6L | 1706 | GPHHA843T6L | GPHHA843T6L - 172W, 2100 mA, Preheat Start Lamp
NNI150/76XL | 1711 | NNI150/76XL | NNI150/76XL - 172W, 2100 mA, Preheat Start Lamp
TUV 180W XPT | 1716 | TUV 180W XPT | TUV 180W XPT - 180W, 2100 mA, Preheat Start Lamp
TUV 200W XPT | 1721 | TUV 200W XPT | TUV 200W XPT - 200W, 2100 mA, Preheat Start Lamp
GPHA1554T6L | 1726 | GPHA1554T6L | GPHA1554T6L - 240W, 1800 mA, Preheat Start Lamp
GPHHA1554T6L | 1731 | GPHHA1554T6L | GPHHA1554T6L - 240W, 2100 mA, Preheat Start Lamp
TUV 240W XPT | 1736 | TUV 240W XPT | TUV 240W XPT - 240W, 2100 mA, Preheat Start Lamp

## Sheet1
Lamp Name
GPH495T6/VH/HO/4P | 1
GPH150T5L/4P | 1
GPH1092T5L/MDBP | 1
GPH1148T5L | 1
GPH1148T5VH | 1
GPH1219T5L/HO/4P | 1
GPH1554T5L | 1
GPH1554T5VH | 1
GPH1630T5L | 1
GPH1630T5VH | 1
GPH212T5L | 1
GPH212T5L/4 | 1
GPH212T5L/HO | 1
GPH212T5VH | 1
GPH212T5VH/4 | 1
GPH212T5VH/HO | 1
GPH287T5L | 1
GPH287T5L/4 | 1
GPH287T5L/HO | 1
GPH287T5VH | 1
GPH287T5VH/4 | 1
GPH287T5VH/HO | 1
GPH295T5L | 1
GPH303T5L | 1
GPH303T5L/HO | 1
GPH303T5VH | 1
GPH305T5 | 1
GPH330T5L/4 | 1
GPH330T5VH/4 | 1
GPH357T5L | 1
GPH357T5L/4 | 1
GPH357T5L/HO | 1
GPH357T5VH | 1
GPH357T5VH/4 | 1
GPH357T5VH/HO | 1
GPH383T5 | 1
GPH406T5L/4 | 1
GPH406T5L/HO | 1
GPH436T5HO/4PSE | 1
GPH436T5L | 1
GPH436T5L/4 | 1
GPH436T5L/HO | 1
GPH436T5L/HO/4PSE | 1
GPH436T5VH | 1
GPH436T5VH/4 | 1
GPH436T5VH/HO | 1
GPH450T5L/4 | 1
GPH450T5VH/4 | 1
GPH457T5L/MDBP | 1
GPH463T5L | 1
GPH463T5L/4 | 1
GPH463T5VH/4 | 1
GPH508T5L/4P | 1
GPH508T5L/HO/4P | 1
GPH508T5L/HO/4PSE | 1
GPH550T5L | 1
GPH550T5VH | 1
GPH600T5L/HO/4P | 1
GPH608T5HO | 1
GPH610T5L/HO/4P | 1
GPH620T5L/4 | 1
GPH620T5VH/4 | 1
GPH711T5L/4P | 1
GPH793T5L | 1
GPH793T5L/4 | 1
GPH793T5L/4P | 1
GPH793T5L/HO | 1
GPH793T5VH | 1
GPH793T5VH/4 | 1
GPH793T5VH/HO | 1
GPH810T5L/4 | 1
GPH810T5VH/4 | 1
GPH841T5HO | 1
GPH843T5L | 1
GPH843T5VH | 1
GPH846T5HO/4PSE | 1
GPH846T5L/HO | 1
GPH846T5L/HO/4PSE | 1
GPH846T5VH/HO | 1
GPH846T5VH/HO/4PSE | 1
GPH893T5HO/4PSE | 1
GPH893T5L/HO | 1
GPH893T5L/HO/4PSE | 1
GPH893T5VH/HO | 1
GPH893T5VH/HO/4PSE | 1
GPH914T5L/4P | 1
GPHA1000T6L | 1
GPHA1554T6L | 1
GPHA357T6L | 1
GPHA843T6L | 1
GPHHA1000T6L | 1
GPHHA1554T6L | 1
GPHHA357T6L | 1
GPHHA843T6L | 1